## Parameters (hidden)
Misc. | label | variable | value | unit | name
| grav. | g | 9.81 | m/s² | g
| pressureN | p0 | 101325 | Pa | p0
| temperature0 | q0 | 273.15 | K | T0
| ind. gas constant | R | 8.3146 | J/mol.K | Ri
| temperatureN | Tst | 273.15 | K | Tst
Water | density | rw | 1000 | kg/m³ | dw
| dyn. visc. | hw | 0.001 | Pa.s | dvw
| kin. visc. | nw | 1e-06 | kg.m/s | kvw
| spez. heat | cpw | 4190 | J/kg.K | cpw
| surface tension | g | 0.07275 | Nm/m² | gamma
latent heat
Air (standard) | density | ra | 1.292 | kg/m³ | da
| dyn. visc. | ha | 1.71e-05 | Pa.s | dva
| kin. visc. | na | 1.3235e-05 | kg.m/s | kva
| spez. heat | cpa | 1005 | J/kg.K | cpa
| spez. Gas const. | Ra | 287.102 | J/kg.K | Ra
sludge (TS) | density | rTS | 1500 | kg/m³
| dyn. visc. | hTS |  | Pa.s
| kin. visc. | nTS |  | kg.m/s
| spez. heat | cpTS |  | J/kg.K
sludge (PS) | density | rPS | 1000 | kg/m³
4% | dyn. visc. | hPS |  | Pa.s
| kin. visc. | nPS |  | kg.m/s
| spez. heat | cpPS |  | J/kg.K
sludge (WAS) | density | rES | 1000 | kg/m³
4% | dyn. visc. | hES | 0.13 | Pa.s
| kin. visc. | nES | 0.00013 | kg.m/s
| spez. heat | cpES | 4190 | J/kg.K
sluge (FS) | density | rFS | 1500 | kg/m³
| dyn. visc. | hFS |  | Pa.s
| kin. visc. | nFS |  | kg.m/s
| spez. heat | cpFS |  | J/kg.K
US-Unit conversion
[6 empty] | liter per gallon | lpg | 3.7854 | lt/gal
Energy | calorific value CH4 | Ho_CH4 | 55.5 | [MJ/kg] | ho | gallon per liter | gpl | 0.26417 | gal/lt
| heat value CH4 | Hu_CH4 | 50.4218 | [MJ/kg] | hu | lb per kg | lpk | 2.205 | lb/kg
[6 empty] | kg per lb | kpl | 0.45351 | kg/lb
mol mass | N | M_N | 0.014 | kg/mol |  | HP per kW | hpk | 1.341 | HP/kW
| P | M_P | 0.03097 | kg/mol |  | kW per HP | kph | 0.7457 | kW/HP
| O | M_O | 0.016 | kg/mol |  | ft per meter | fpm | 3.2808 | ft/m
| Fe | M_Fe | 0.05585 | kg/mol |  | meter per ft | mpf | 0.3048 | m/ft
| S | M_S | 0.0321 | kg/mol |  | BTU per kJ | bpk | 0.94877 | btu/kJ
| C | M_C | 0.012 | kg/mol |  | kJ per BTU | kpb | 1.054 | kJ/btu
| H | M_H | 0.001 | kg/mol
| CH4 | M_CH4 | 0.016 | kg/mol
| H2O | M_H2O | 0.018 | kg/mol
| CO2 | M_CO2 | 0.044 | kg/mol
| Fe2(SO4)3 | M_Fe2(SO4)3 | 0.4 | kg/mol
| FePO4 | M_FePO4 | 0.15082 | kg/mol
| Fe(OH)3 | M_Fe(OH)3 | 0.10685 | kg/mol
| Ca2+ | M_Ca2+ | 0.04008 | kg/mol
| Ar | M_Ar | 0.039948 | kg/mol
| N2 | M_N2 | 0.028 | kg/mol
| O2 | M_O2 | 0.032 | kg/mol
gas constant | Ri |  | 8.3145 | J/mol.K
| RH2O |  | 461.9146 | J/kg.K
| RCH4 |  | 519.6539 | J/kg.K
| RCO2 |  | 188.965 | J/kg.K
| RO2 |  | 259.8269 | J/kg.K
| Rair |  | 287 | J/kg.K
| RAR |  | 208.1321 | J/kg.K
| RN2 |  | 296.9451 | J/kg.K
henry constant
k0H(O2) | 0.0013 | mol/kg.bar
K | 1500
gas constants
k | 1.4
Note on D33: peter.aichinger: Effect of ultrasound, low-temperature thermal and alkali pre-treatments on waste activated sludge rheology, hygienization and methane potential

## Help
Turbo blower tool to generate proper Sumo input values
Technical datasheet based blower calibration tool
Supplier, manufacturer provides the datasheet of the blower. Based on that information blower curves are estimated.
From blower supplier: |  | Legend
| + datasheet of turbo blower | input | Data input
| + gather calibration information | calc. | Tool calculated value
| - flow vs pressure drop | OK | Tool check result is OK
| - flow vs power demand | error | Tool check result is error
- VFD information
- temperature and pressure values used for technical datasheet
Information from process model:
+ maximum process flow demand
+ maximum pressure drop (accurately can be calculated based on mechanical desing)
Calibration tool specification
+ grid, diffuser and water depth pressure drop is constant
Tool output
+ blower performance curve estimated based on quadratic equations
+ input data for Sumo Input setup tab for turbo blowers
Blower curve output based on calibration tool data inputs: active chart

## Curve data
This sheet provides a tool to convert chart information into values as input for the blower curve tool. 2 methods are provided based on the program used to read picture information. Other solution can be the following site: https://apps.automeris.io/wpd/
| Picture coordinate in EMF reader | [5 empty] | Picture coordinate by MS paint
| Steps: | [5 empty] | Steps:
| 1. Open picture in Dynamita's EMF reader. | [5 empty] | 1. Open picture in Microsoft paint.
| 2. Get infromation for chart boundaries (top 4 datapoints) using the port coordinate tool. | [5 empty] | 2. Get infromation for chart boundaries (top 4 datapoints) by reading the pixel coordinate while hoovering the cursor above.
| 3. Get information for maximum VFD curves (1st, 2nd and 3rd datapoint) | [5 empty] | 3. Get information for maximum VFD curves (1st, 2nd and 3rd datapoint)
| 4. Get information for minimum VFD curves (2nd batch of 1st, 2nd and 3rd datapoint) | [5 empty] | 4. Get information for minimum VFD curves (2nd batch of 1st, 2nd and 3rd datapoint)
| 5. Gather power demand infromation from datasheet and finalize the input data | [5 empty] | 5. Gather power demand infromation from datasheet and finalize the input data
| Read picture coordinates by percentage |  |  | Picture size and coordinate |  |  | Read picture coordinates by px |  |  | Picture size and coordinate
[10 empty] | 6525 | 4509
| Blower load | 100 | % | Vertical top: 0% |  |  | Blower load | 100 | % | Vertical top: 0 px
|  |  |  | Horizontal left: 0% | [5 empty] | Horizontal left: 0 px
Datapoint from the datasheet | Pressure | Flow | Horizontal | Vertical - inverse | Vertical | Datapoint from the datasheet | Pressure | Flow | Horizontal | Vertical - inverse | Vertical
| m H2O | m3/min | % | % | % |  | mm H2O | m3/min | px | px | px
xmin, ymin | 0 | 0 | 7.4 | 11.4 | 88.6 | xmin, ymin | 0 | 0 | 463 | 513 | 3996
xmax, ymin | 0 | 100 | 75.5 | 11.4 | 88.6 | xmax, ymin | 0 | 100 | 4724 | 513 | 3996
xmin, ymax | 16000 | 0 | 7.4 | 79.35 | 20.65 | xmin, ymax | 16000 | 0 | 463 | 3574 | 935
xmax, ymax | 16000 | 100 | 75.5 | 79.35 | 20.65 | xmax, ymax | 16000 | 100 | 4724 | 3574 | 935
1st: x1, y1 | 9336.2767 | 30 | 27.83 | 51.05 | 48.95 | 1st: x1, y1 | 9361.6465 | 30 | 1741.3 | 2304 | 2205
2nd: x2, y2 | 8109.4923 | 50 | 41.45 | 45.84 | 54.16 | 2nd: x2, y2 | 8122.8357 | 50 | 2593.5 | 2067 | 2442
3rd: x3, y3 | 5707.7263 | 65 | 51.665 | 35.64 | 64.36 | 3rd: x3, y3 | 5697.4845 | 65 | 3232.65 | 1603 | 2906
| Blower load | 25 | % |  |  |  | Blower load | 25 | %
Datapoint from the datasheet | Pressure | Flow | Horizontal | Vertical - inverse | Vertical | Datapoint from the datasheet | Pressure | Flow | Horizontal | Vertical - inverse | Vertical
| m H2O | m3/min | % | % | % |  | mm H2O | m3/min | px | px | px
1st: x1, y1 | 2357 | 10 | 14.21 | 21.4099 | 78.5901 | 1st: x1, y1 | 2357.3995 | 10 | 889.1 | 964 | 3545
2nd: x2, y2 | 1939 | 16 | 18.296 | 19.6347 | 80.3653 | 2nd: x2, y2 | 1939.2355 | 16 | 1144.76 | 884 | 3625
3rd: x3, y3 | 1160 | 20 | 21.02 | 16.3264 | 83.6736 | 3rd: x3, y3 | 1160.4051 | 20 | 1315.2 | 735 | 3774
| The following section converts the input to the proper units. | [5 empty] | The following section converts the input to the proper units.
| Copy these information to the Turbo blower model sheet relevant cells. | [5 empty] | Copy these information to the Turbo blower model sheet relevant cells.
| Flow | Column C to E | Row 30 | and for VFD | Row 65 |  | Flow | Column C to E | Row 30 | and for VFD | Row 65
| Pressure | Column C to E | Row 31 | and for VFD | Row 66 |  | Pressure | Column C to E | Row 31 | and for VFD | Row 66
| Full blower load |  |  | VFD limit performance |  |  | Full blower load |  |  | VFD limit performance
Datapoint | Pressure | Flow |  | Pressure | Flow | Datapoint | Pressure | Flow |  | Pressure | Flow
| Pa | m3/h |  | Pa | m3/h |  | Pa | m3/h |  | Pa | m3/h
1st: x1, y1 | 91588.8742 | 1800 |  | 23122.17 | 600 | 1st: x1, y1 | 91837.7524 | 1800 |  | 23126.0895 | 600
2nd: x2, y2 | 79554.1192 | 3000 |  | 19021.59 | 960 | 2nd: x2, y2 | 79685.018 | 3000 |  | 19023.9007 | 960
3rd: x3, y3 | 55992.7947 | 3900 |  | 11379.6 | 1200 | 3rd: x3, y3 | 55892.3228 | 3900 |  | 11383.574 | 1200
| The following section gathers the power demand infromation. | [5 empty] | The following section converts the input to the proper units.
| Copy these information to the Turbo blower model sheet relevant cells. | [5 empty] | Copy these information to the Turbo blower model sheet relevant cells.
| Pclutch [kW] | Column C to E | Row 65 |  |  |  | Flow | Column C to E | Row 65
Datapoint | Blower load | 100 | % |  |  | Datapoint | Blower load | 100 | %
| Δp [Pa] | Q [m3/h] | Ppneu [kW] | Pclutch [kW] | ηoverall [%] |  | Δppx [Pa] | Qpx [m3/h] | Ppneu [kW] | Pclutch [kW] | ηoverall [%]
1st: x1, y1 | 91588.8742 | 1800 | 35.6587 | 70 | 50.94% | 1st: x1, y1 | 91837.7524 | 1800 | 35.7368 | 70 | 51.05%
2nd: x2, y2 | 79554.1192 | 3000 | 52.9817 | 73 | 72.58% | 2nd: x2, y2 | 79685.018 | 3000 | 53.0535 | 73 | 72.68%
3rd: x3, y3 | 55992.7947 | 3900 | 51.2316 | 75 | 68.31% | 3rd: x3, y3 | 55892.3228 | 3900 | 51.1525 | 75 | 68.2%
| The following section gathers infromation which is rarely availabe and is used for cross checking the model validity. Consider this section optional. | [5 empty] | The following section gathers infromation which is rarely availabe and is used for cross checking the model validity. Consider this section optional.
Datapoint | Blower load | 25 | % |  |  | Datapoint | Blower load | 25 | %
| ΔpL [Pa] | QL [m3/h] | Ppneu [kW] | Pclutch [kW] | ηoverall [%] |  | Δppx,L [Pa] | Qpx,L [m3/h] | Ppneu [kW] | Pclutch [kW] | ηoverall [%]
1st: x1, y1 | 23122.17 | 600 | 3.5595 | 9 | 39.55% | 1st: x1, y1 | 23126.0895 | 600 | 3.56 | 9 | 39.56%
2nd: x2, y2 | 19021.59 | 960 | 4.7438 | 10 | 47.44% | 2nd: x2, y2 | 19023.9007 | 960 | 4.7444 | 10 | 47.44%
3rd: x3, y3 | 11379.6 | 1200 | 3.6341 | 9 | 40.38% | 3rd: x3, y3 | 11383.574 | 1200 | 3.6353 | 9 | 40.39%

## Turbo blower model
Blower input parameters based on process design | [7 empty] | Chart data |  |  | Chart maximum flow Should not be lower than maximum |  | Chart information for curves |  |  |  | Eff. limit | 25.7%
Symbol | Name | Value | Unit |  | Chart check: | OK | Error means too small step selected for the charts, increase value in Z2 cell. | Resolution | 10 | m3/h |  |  | Blower target pressure drop |  | 580.88 | hPa | Process dp | 580.88 | hPa
Qsum,inp,NTP | Process flow demand at NTP | 2500 | m3/h at NTP |  |  |  |  | Minimum flow | 600 | m3/h |  |  | Minimum pressure drop |  | 0 | hPa | Min power | 0 | kW
Qsum,inp | Process flow demand at field | 2746.4733 | m3/h at field |  |  |  |  | Maximum flow | 3900 | m3/h | 3900 | m3/h | Maximum pressure drop |  | 915.8887 | hPa | Max power | 92.5926 | kW
pair | Air pressure | 98985.1259 | Pa |  |  |  |  | Q | dpdgrid,total | Δpblower,Q | ηΔp,Q | dpdgrid,total | Δpblower,Q,VFD,lim | ηΔp,Q,VFD,lim | dpdgrid,total | Δpblower,Q,VFD,process | ηΔp,Q,VFD,process | Ppneumatic | Pel,blower | Qlimit,low | Qlimit,high
hdiff | Diffuser level below water surface | 4.8 | m |  |  |  |  | m3/h | hPa | hPa | % | hPa | hPa | % | hPa | hPa | % | kW | kW | m3/h | m3/h
dpddiff | Diffuser maximum dynamic pressure drop | 5000 | Pa |  |  |  |  | 600 | #N/A | #N/A | #N/A | 580.88 | 231.2217 | 25.7% | #N/A | #N/A | #N/A | #N/A | #N/A | 231.2785 | #N/A
dpdvalve | Valves maximum dynamic pressure drop | 5000 | Pa | Flow and pressure drop conditions check |  |  |  | 610 | #N/A | #N/A | #N/A | 580.88 | 231.2756 | 26.23% | #N/A | #N/A | #N/A | #N/A | #N/A | 237.244 | #N/A
dpdgrid | Grid maximum dynamic pressure drop | 1000 | Pa | dp in range | dp in range means that the process demand meets the blower desing range, while low/high means the demand is below/above design pressure head range. |  |  | 620 | #N/A | #N/A | #N/A | 580.88 | 231.2614 | 26.75% | #N/A | #N/A | #N/A | #N/A | #N/A | 243.2094 | #N/A
dpdgrid,total | Maximum dynamic pressure drop of piping and diffusers | 11000 | Pa |  |  |  |  | 630 | #N/A | #N/A | #N/A | 580.88 | 231.179 | 27.26% | #N/A | #N/A | #N/A | #N/A | #N/A | 249.1749 | #N/A
dp | Total pressure drop on aeration system | 58088 | Pa |  |  |  |  | 640 | #N/A | #N/A | #N/A | 580.88 | 231.0284 | 27.75% | #N/A | #N/A | #N/A | #N/A | #N/A | 255.1403 | #N/A
Ninstalled | Number of installed blowers | 2 | pc | OK | error means that process flow demand is outside blower design range |  |  | 650 | #N/A | #N/A | #N/A | 580.88 | 230.8097 | 28.23% | #N/A | #N/A | #N/A | #N/A | #N/A | 261.1058 | #N/A
Qblower | Flow demand per blower at field | 2746.4733 | mB³/h |  |  |  |  | 660 | #N/A | #N/A | #N/A | 580.88 | 230.5227 | 28.7% | #N/A | #N/A | #N/A | #N/A | #N/A | 267.0712 | #N/A
Tair | Air temperature | 20 | °C |  |  |  |  | 670 | #N/A | #N/A | #N/A | 580.88 | 230.1676 | 29.15% | #N/A | #N/A | #N/A | #N/A | #N/A | 273.0367 | #N/A
ρair,field | Field air density | 1.1761 | kg/m³ |  |  |  |  | 680 | #N/A | #N/A | #N/A | 580.88 | 229.7444 | 29.59% | #N/A | #N/A | #N/A | #N/A | #N/A | 279.0021 | #N/A
Tisentropic | Isentropic outlet temperature | 61.3412 | °C |  |  |  |  | 690 | #N/A | #N/A | #N/A | 580.88 | 229.253 | 30.02% | #N/A | #N/A | #N/A | #N/A | #N/A | 284.9676 | #N/A
Pisentropic | Isentropic power demand | 37.2739 | kW |  |  |  |  | 700 | #N/A | #N/A | #N/A | 580.88 | 228.6934 | 30.44% | #N/A | #N/A | #N/A | #N/A | #N/A | 290.9331 | #N/A
Tshift | Temperature shift based on calibration temperature | 0% | [5 empty] | 710 | #N/A | #N/A | #N/A | 580.88 | 228.0656 | 30.84% | #N/A | #N/A | #N/A | #N/A | #N/A | 296.8985 | #N/A
ηdec | Efficiency decrease | 0 | %eta/%T |  |  |  |  | 720 | #N/A | #N/A | #N/A | 580.88 | 227.3696 | 31.23% | #N/A | #N/A | #N/A | #N/A | #N/A | 302.864 | #N/A
Nactive | Active blowers | 1 | pc |  |  |  |  | 730 | #N/A | #N/A | #N/A | 580.88 | 226.6055 | 31.6% | #N/A | #N/A | #N/A | #N/A | #N/A | 308.8294 | #N/A
[8 empty] | 740 | #N/A | #N/A | #N/A | 580.88 | 225.7732 | 31.96% | #N/A | #N/A | #N/A | #N/A | #N/A | 314.7949 | #N/A
Caqlibration parameters of technical data sheet | [7 empty] | 750 | #N/A | #N/A | #N/A | 580.88 | 224.8728 | 32.31% | #N/A | #N/A | #N/A | #N/A | #N/A | 320.7603 | #N/A
Symbol | Name | Value | Unit | Air | Fraction | Gas contant |  | 760 | #N/A | #N/A | #N/A | 580.88 | 223.9042 | 32.65% | #N/A | #N/A | #N/A | #N/A | #N/A | 326.7258 | #N/A
Tcalibration | Calibration inlet temperature | 20 | °C | N2 | 77.1% | 0.021589 | kg/mol | 770 | #N/A | #N/A | #N/A | 580.88 | 222.8674 | 32.97% | #N/A | #N/A | #N/A | #N/A | #N/A | 332.6912 | #N/A
pcalibration | Calibration inlet pressure | 101325 | Pa | O2 | 20.76% | 0.0066427 | kg/mol | 780 | #N/A | #N/A | #N/A | 580.88 | 221.7624 | 33.28% | #N/A | #N/A | #N/A | #N/A | #N/A | 338.6567 | #N/A
vrelative | Relative humidity | 50% |  | H2O | 1.15% | 0.00020692 | kg/mol | 790 | #N/A | #N/A | #N/A | 580.88 | 220.5893 | 33.58% | #N/A | #N/A | #N/A | #N/A | #N/A | 344.6221 | #N/A
ρair,calibration | Calibration air density | 1.1986 | kg/m³ | Ar | 0.9885% | 0.00039489 | kg/mol | 800 | #N/A | #N/A | #N/A | 580.88 | 219.348 | 33.86% | #N/A | #N/A | #N/A | #N/A | #N/A | 350.5876 | #N/A
Rair | Gas constant | 288.3668 | J/kg.K | Total | 100% | 0.028833 | kg/mol | 810 | #N/A | #N/A | #N/A | 580.88 | 218.0385 | 34.13% | #N/A | #N/A | #N/A | #N/A | #N/A | 356.553 | #N/A
[8 empty] | 820 | #N/A | #N/A | #N/A | 580.88 | 216.6608 | 34.39% | #N/A | #N/A | #N/A | #N/A | #N/A | 362.5185 | #N/A
Blowercurve at maximum VFD | [7 empty] | 830 | #N/A | #N/A | #N/A | 580.88 | 215.215 | 34.63% | #N/A | #N/A | #N/A | #N/A | #N/A | 368.4839 | #N/A
Symbol | Name | Value | Value | Value | Unit |  |  | 840 | #N/A | #N/A | #N/A | 580.88 | 213.701 | 34.87% | #N/A | #N/A | #N/A | #N/A | #N/A | 374.4494 | #N/A
i | Data point | 1 | 2 | 3 |  |  |  | 850 | #N/A | #N/A | #N/A | 580.88 | 212.1189 | 35.08% | #N/A | #N/A | #N/A | #N/A | #N/A | 380.4149 | #N/A
Qi | Airflow at ith headloss for high flow curve | 1800 | 3000 | 3900 | m3/h |  |  | 860 | #N/A | #N/A | #N/A | 580.88 | 210.4686 | 35.29% | #N/A | #N/A | #N/A | #N/A | #N/A | 386.3803 | #N/A
dpQ,i | Headloss at high flow curve in Pa | 91588.8742 | 79554.1192 | 55992.7947 | Pa |  |  | 870 | #N/A | #N/A | #N/A | 580.88 | 208.7501 | 35.48% | #N/A | #N/A | #N/A | #N/A | #N/A | 392.3458 | #N/A
dpQ,i | Headloss at high flow curve in hPa | 915.8887 | 795.5412 | 559.9279 | hPa |  |  | 880 | #N/A | #N/A | #N/A | 580.88 | 206.9634 | 35.66% | #N/A | #N/A | #N/A | #N/A | #N/A | 398.3112 | #N/A
ηdp,Q,i | Overall efficiency at airflow at ith headloss for high flow curve | 41.44% | 59.05% | 55.57% |  |  |  | 890 | #N/A | #N/A | #N/A | 580.88 | 205.1085 | 35.83% | #N/A | #N/A | #N/A | #N/A | #N/A | 404.2767 | #N/A
Pblower,i | Overall power demand at high flow curve | 86.4198 | 90.1235 | 92.5926 | kW |  |  | 900 | #N/A | #N/A | #N/A | 580.88 | 203.1855 | 35.98% | #N/A | #N/A | #N/A | #N/A | #N/A | 410.2421 | #N/A
Pmotor,i | Motor power demand at high flow curve | 77.7778 | 81.1111 | 83.3333 | kW |  |  | 910 | #N/A | #N/A | #N/A | 580.88 | 201.1944 | 36.12% | #N/A | #N/A | #N/A | #N/A | #N/A | 416.2076 | #N/A
Pclutch,i | Clutch power demand at high flow curve | 70 | 73 | 75 | kW |  |  | 920 | #N/A | #N/A | #N/A | 580.88 | 199.135 | 36.24% | #N/A | #N/A | #N/A | #N/A | #N/A | 422.173 | #N/A
Pisentropic,i | Isentropic power demand at high flow curve | 35.8158 | 53.2151 | 51.4573 | kW |  |  | 930 | #N/A | #N/A | #N/A | 580.88 | 197.0075 | 36.36% | #N/A | #N/A | #N/A | #N/A | #N/A | 428.1385 | #N/A
ηΔp,Q,clutch,i | Blower efficiency at high flow curve | 51.17% | 72.9% | 68.61% | - |  |  | 940 | #N/A | #N/A | #N/A | 580.88 | 194.8118 | 36.46% | #N/A | #N/A | #N/A | #N/A | #N/A | 434.1039 | #N/A
| Curve check | OK | OK | OK |  |  |  | 950 | #N/A | #N/A | #N/A | 580.88 | 192.5479 | 36.54% | #N/A | #N/A | #N/A | #N/A | #N/A | 440.0694 | #N/A
[8 empty] | 960 | #N/A | #N/A | #N/A | 580.88 | 190.2159 | 36.62% | #N/A | #N/A | #N/A | #N/A | #N/A | 446.0348 | #N/A
Symbol | Name | Value | Unit | Comments |  |  |  | 970 | #N/A | #N/A | #N/A | 580.88 | 187.8157 | 36.68% | #N/A | #N/A | #N/A | #N/A | #N/A | 452.0003 | #N/A
ncalibration,high | VFD or vane status | 100% |  | Information usually provided to 100%. |  |  |  | 980 | #N/A | #N/A | #N/A | 580.88 | 185.3473 | 36.73% | #N/A | #N/A | #N/A | #N/A | #N/A | 457.9657 | #N/A
ηinverter | Inverter efficiency | 90% | [5 empty] | 990 | #N/A | #N/A | #N/A | 580.88 | 182.8108 | 36.76% | #N/A | #N/A | #N/A | #N/A | #N/A | 463.9312 | #N/A
ηmotor | Motor efficiency | 90% | [5 empty] | 1000 | #N/A | #N/A | #N/A | 580.88 | 180.2061 | 36.78% | #N/A | #N/A | #N/A | #N/A | #N/A | 469.8966 | #N/A
kinverter | Inverter slope | 5% | [5 empty] | 1010 | #N/A | #N/A | #N/A | 580.88 | 177.5332 | 36.79% | #N/A | #N/A | #N/A | #N/A | #N/A | 475.8621 | #N/A
kmotor | Motor efficiency slope | 5% | [5 empty] | 1020 | #N/A | #N/A | #N/A | 580.88 | 174.7921 | 36.79% | #N/A | #N/A | #N/A | #N/A | #N/A | 481.8276 | #N/A
kblower | Blower efficiency slope | 5% | [5 empty] | 1030 | #N/A | #N/A | #N/A | 580.88 | 171.9829 | 36.77% | #N/A | #N/A | #N/A | #N/A | #N/A | 487.793 | #N/A
Qblower,max | Blower maximum flow rate at field pressure drop | 3835.743 | m3/h |  |  |  |  | 1040 | #N/A | #N/A | #N/A | 580.88 | 169.1055 | 36.74% | #N/A | #N/A | #N/A | #N/A | #N/A | 493.7585 | #N/A
[8 empty] | 1050 | #N/A | #N/A | #N/A | 580.88 | 166.1599 | 36.69% | #N/A | #N/A | #N/A | #N/A | #N/A | 499.7239 | #N/A
Blower curve parameters at 100% load | [7 empty] | 1060 | #N/A | #N/A | #N/A | 580.88 | 163.1462 | 36.64% | #N/A | #N/A | #N/A | #N/A | #N/A | 505.6894 | #N/A
Symbol | Name | Value | Unit |  |  |  |  | 1070 | #N/A | #N/A | #N/A | 580.88 | 160.0643 | 36.57% | #N/A | #N/A | #N/A | #N/A | #N/A | 511.6548 | #N/A
a1 | Blower pressure drop curve coefficient a | -0.0076906 | Pa.m-3.h2 | Intermeds. | Q | Δp |  | 1080 | #N/A | #N/A | #N/A | 580.88 | 156.9142 | 36.48% | #N/A | #N/A | #N/A | #N/A | #N/A | 517.6203 | #N/A
b1 | Blower pressure drop curve coefficient b | 26.886 | Pa.m-3.h | Zero 1 | -1703.386 | 0 |  | 1090 | #N/A | #N/A | #N/A | 580.88 | 153.696 | 36.39% | #N/A | #N/A | #N/A | #N/A | #N/A | 523.5857 | #N/A
c1 | Blower pressure drop curve intersect | 68111.6973 | Pa | Zero 2 | 5199.3336 | 0 |  | 1100 | #N/A | #N/A | #N/A | 580.88 | 150.4096 | 36.28% | #N/A | #N/A | #N/A | #N/A | #N/A | 529.5512 | #N/A
a2 | Blower efficiency curve coefficient a | -8.8228e-08 | m-3.h2 | Max | 1747.9738 | 91609.6906 |  | 1110 | #N/A | #N/A | #N/A | 580.88 | 147.055 | 36.16% | #N/A | #N/A | #N/A | #N/A | #N/A | 535.5166 | #N/A
b2 | Blower efficiency curve coefficient b | 0.00057019 | m-3.h |  |  |  |  | 1120 | #N/A | #N/A | #N/A | 580.88 | 143.6322 | 36.02% | #N/A | #N/A | #N/A | #N/A | #N/A | 541.4821 | #N/A
c2 | Blower efficiency curve intersect | -32.6% |  |  | Q | η |  | 1130 | #N/A | #N/A | #N/A | 580.88 | 140.1413 | 35.87% | #N/A | #N/A | #N/A | #N/A | #N/A | 547.4475 | #N/A
Qopt1 | Flow at maximum pressure drop | 1747.9738 | m3/h | Zero 1 | 634.0055 | 0% |  | 1140 | #N/A | #N/A | #N/A | 580.88 | 136.5822 | 35.71% | #N/A | #N/A | #N/A | #N/A | #N/A | 553.413 | #N/A
dpopt | Maximum pressure drop | 91609.6906 | Pa | Zero 2 | 5828.6259 | 4.441e-14% |  | 1150 | #N/A | #N/A | #N/A | 580.88 | 132.9549 | 35.54% | #N/A | #N/A | #N/A | #N/A | #N/A | 559.3784 | #N/A
Qopt2 | Flow rate at optimal efficiency | 3231.3157 | m3/h | Max | 3231.3157 | 59.52% |  | 1160 | #N/A | #N/A | #N/A | 580.88 | 129.2595 | 35.35% | #N/A | #N/A | #N/A | #N/A | #N/A | 565.3439 | #N/A
hopt | Maximum efficiency | 59.52% | [5 empty] | 1170 | #N/A | #N/A | #N/A | 580.88 | 125.4959 | 35.15% | #N/A | #N/A | #N/A | #N/A | #N/A | 571.3094 | #N/A
[8 empty] | 1180 | #N/A | #N/A | #N/A | 580.88 | 121.6641 | 34.93% | #N/A | #N/A | #N/A | #N/A | #N/A | 577.2748 | #N/A
Blowercurve at minimum VFD | [7 empty] | 1190 | #N/A | #N/A | #N/A | 580.88 | 117.7641 | 34.7% | 580.88 | 733.6554 | 27.89% | 16.2213 | 58.1665 | 583.2403 | #N/A
Symbol | Name | Value | Value | Value | Unit |  |  | 1200 | #N/A | #N/A | #N/A | #N/A | 113.796 | 34.46% | 580.88 | 734.1582 | 28.24% | 16.3576 | 57.9295 | 589.2057 | 113.796
i | Data point from minimum VFD curve | 1 | 2 | 3 |  |  |  | 1210 | #N/A | #N/A | #N/A | #N/A | #N/A | #N/A | 580.88 | 734.6418 | 28.58% | 16.4939 | 57.7032 | 595.1712 | 115.4483
QVFD,i | Airflow at ith headloss for low flow curve | 600 | 960 | 1200 | m3/h |  |  | 1220 | #N/A | #N/A | #N/A | #N/A | #N/A | #N/A | 580.88 | 735.1062 | 28.93% | 16.6302 | 57.487 | 601.1366 | 117.1007
dpQ,VFD,i | Headloss at low flow curve | 23122.17 | 19021.59 | 11379.6 | Pa |  |  | 1230 | #N/A | #N/A | #N/A | #N/A | #N/A | #N/A | 580.88 | 735.5514 | 29.27% | 16.7665 | 57.2806 | 607.1021 | 118.753
dpQ,VFD,i | Headloss at low flow curve in hPa | 231.2217 | 190.2159 | 113.796 | hPa |  |  | 1240 | #N/A | #N/A | #N/A | #N/A | #N/A | #N/A | 580.88 | 735.9774 | 29.61% | 16.9028 | 57.0835 | 613.0675 | 120.4054
ηΔp,Q,VFD,i | Overall efficiency at airflow at ith headloss for low flow curve | 25.7% | 36.62% | 34.46% |  |  |  | 1250 | #N/A | #N/A | #N/A | #N/A | #N/A | #N/A | 580.88 | 736.3842 | 29.95% | 17.0392 | 56.8954 | 619.033 | 122.0577
Pblower,VFD,i | Overall power demand at VFD limit | 13.8491 | 12.9548 | 10.5445 | kW |  |  | 1260 | #N/A | #N/A | #N/A | #N/A | #N/A | #N/A | 580.88 | 736.7718 | 30.28% | 17.1755 | 56.716 | 624.9984 | 123.71
Pmotor,VFD,i | Motor power demand at VFD limit | 10.9062 | 10.2019 | 8.3038 | kW |  |  | 1270 | #N/A | #N/A | #N/A | #N/A | #N/A | #N/A | 580.88 | 737.1402 | 30.62% | 17.3118 | 56.5449 | 630.9639 | 125.3624
Pclutch,VFD,i | Clutch power demand at VFD limit | 8.5886 | 8.034 | 6.5393 | kW |  |  | 1280 | #N/A | #N/A | #N/A | #N/A | #N/A | #N/A | 580.88 | 737.4894 | 30.95% | 17.4481 | 56.3818 | 636.9293 | 127.0147
Pisentropic,VFD,i | Isentropic power demand at VFD limit | 3.5595 | 4.7438 | 3.6341 | kW |  |  | 1290 | #N/A | #N/A | #N/A | #N/A | #N/A | #N/A | 580.88 | 737.8195 | 31.27% | 17.5844 | 56.2264 | 642.8948 | 128.6671
Symbol | Name | Value | Unit |  |  |  |  | 1300 | #N/A | #N/A | #N/A | #N/A | #N/A | #N/A | 580.88 | 738.1303 | 31.6% | 17.7207 | 56.0785 | 648.8602 | 130.3194
ncalibration,low | VFD or vane status at minimum limit | 25% | [5 empty] | 1310 | #N/A | #N/A | #N/A | #N/A | #N/A | #N/A | 580.88 | 738.4219 | 31.92% | 17.857 | 55.9378 | 654.8257 | 131.9717
ηinverter | Inverter efficiency at minimum limit | 78.75% | [5 empty] | 1320 | #N/A | #N/A | #N/A | #N/A | #N/A | #N/A | 580.88 | 738.6943 | 32.24% | 17.9933 | 55.804 | 660.7912 | 133.6241
ηmotor | Motor efficiency at minimum limit | 78.75% | [5 empty] | 1330 | #N/A | #N/A | #N/A | #N/A | #N/A | #N/A | 580.88 | 738.9476 | 32.56% | 18.1297 | 55.677 | 666.7566 | 135.2764
Qblower,min | Blower maximum flow rate at VFD limit at field pressure drop | No airflow | m3/h |  |  |  |  | 1340 | #N/A | #N/A | #N/A | #N/A | #N/A | #N/A | 580.88 | 739.1816 | 32.88% | 18.266 | 55.5564 | 672.7221 | 136.9288
[8 empty] | 1350 | #N/A | #N/A | #N/A | #N/A | #N/A | #N/A | 580.88 | 739.3965 | 33.19% | 18.4023 | 55.4421 | 678.6875 | 138.5811
Blower curve parameters at minimum load | [7 empty] | 1360 | #N/A | #N/A | #N/A | #N/A | #N/A | #N/A | 580.88 | 739.5921 | 33.5% | 18.5386 | 55.3338 | 684.653 | 140.2334
Symbol | Name | Value | Unit |  |  |  |  | 1370 | #N/A | #N/A | #N/A | #N/A | #N/A | #N/A | 580.88 | 739.7685 | 33.81% | 18.6749 | 55.2315 | 690.6184 | 141.8858
a1,VFD | Blower pressure drop curve coefficient a at VFD limit | -0.034085 | Pa.m-3.h2 | Intermeds. | Q | Δp |  | 1380 | #N/A | #N/A | #N/A | #N/A | #N/A | #N/A | 580.88 | 739.9258 | 34.12% | 18.8112 | 55.1348 | 696.5839 | 143.5381
b1,VFD | Blower pressure drop curve coefficient b at VFD limit | 41.7824 | Pa.m-3.h | Zero 1 | -210.8182 | 0 |  | 1390 | #N/A | #N/A | #N/A | #N/A | #N/A | #N/A | 580.88 | 740.0639 | 34.42% | 18.9475 | 55.0437 | 702.5493 | 145.1905
c1,VFD | Blower pressure drop curve intersect at VFD limit | 10323.39 | Pa | Zero 2 | 1436.641 | 0 |  | 1400 | #N/A | #N/A | #N/A | #N/A | #N/A | #N/A | 580.88 | 740.1827 | 34.72% | 19.0839 | 54.9579 | 708.5148 | 146.8428
a2,VFD | Blower efficiency curve coefficient a at VFD limit | -6.5496e-07 | m-3.h2 | Max | 612.9114 | 23127.8521 |  | 1410 | #N/A | #N/A | #N/A | #N/A | #N/A | #N/A | 580.88 | 740.2824 | 35.02% | 19.2202 | 54.8774 | 714.4802 | 148.4952
b2,VFD | Blower efficiency curve coefficient b at VFD limit | 0.001325 | m-3.h |  |  |  |  | 1420 | #N/A | #N/A | #N/A | #N/A | #N/A | #N/A | 580.88 | 740.3628 | 35.32% | 19.3565 | 54.8019 | 720.4457 | 150.1475
c2,VFD | Blower efficiency curve intersect at VFD limit | -30.22% |  |  | Q | η |  | 1430 | #N/A | #N/A | #N/A | #N/A | #N/A | #N/A | 580.88 | 740.4241 | 35.62% | 19.4928 | 54.7313 | 726.4111 | 151.7998
Qopt1,VFD | Flow at maximum pressure drop at VFD limit | 612.9114 | m3/h | Zero 1 | 261.9988 | 0% |  | 1440 | #N/A | #N/A | #N/A | #N/A | #N/A | #N/A | 580.88 | 740.4662 | 35.91% | 19.6291 | 54.6655 | 732.3766 | 153.4522
dpopt,VFD | Maximum pressure drop at VFD limit | 23127.8521 | Pa | Zero 2 | 1760.9854 | 0% |  | 1450 | #N/A | #N/A | #N/A | #N/A | #N/A | #N/A | 580.88 | 740.4891 | 36.2% | 19.7654 | 54.6044 | 738.342 | 155.1045
Qopt2,VFD | Flow rate at optimal efficiency at VFD limit | 1011.4921 | m3/h | Max | 1011.4921 | 36.79% |  | 1460 | #N/A | #N/A | #N/A | #N/A | #N/A | #N/A | 580.88 | 740.4927 | 36.48% | 19.9017 | 54.5478 | 744.3075 | 156.7569
ηopt,VFD | Maximum efficiency at VFD limit | 36.79% | [5 empty] | 1470 | #N/A | #N/A | #N/A | #N/A | #N/A | #N/A | 580.88 | 740.4772 | 36.77% | 20.038 | 54.4956 | 750.2729 | 158.4092
[8 empty] | 1480 | #N/A | #N/A | #N/A | #N/A | #N/A | #N/A | 580.88 | 740.4425 | 37.05% | 20.1744 | 54.4477 | 756.2384 | 160.0615
Blower curve limit parameter slopes | [7 empty] | 1490 | #N/A | #N/A | #N/A | #N/A | #N/A | #N/A | 580.88 | 740.3886 | 37.33% | 20.3107 | 54.404 | 762.2039 | 161.7139
Symbol | Name | Value | Unit |  |  |  |  | 1500 | #N/A | #N/A | #N/A | #N/A | #N/A | #N/A | 580.88 | 740.3155 | 37.61% | 20.447 | 54.3644 | 768.1693 | 163.3662
dptarget | Target pressure drop for blower | 58088 | Pa | OK |  |  |  | 1510 | #N/A | #N/A | #N/A | #N/A | #N/A | #N/A | 580.88 | 740.2232 | 37.89% | 20.5833 | 54.3288 | 774.1348 | 165.0186
dptarget,1 | Target pressure if: Qblower < Qmin,VFD & dp < dpmax,VFD | #N/A | Pa | dptarget = dpopt,VFD |  |  |  | 1520 | #N/A | #N/A | #N/A | #N/A | #N/A | #N/A | 580.88 | 740.1117 | 38.16% | 20.7196 | 54.2971 | 780.1002 | 166.6709
dptarget,2 | Target pressure if: Qopt1,VFD < Qblower < Qmax,VFD & dp < dpVFD,Q | #N/A | Pa | dptarget = dpVFD,Q |  |  |  | 1530 | #N/A | #N/A | #N/A | #N/A | #N/A | #N/A | 580.88 | 739.981 | 38.43% | 20.8559 | 54.2692 | 786.0657 | 168.3232
dptarget,3 | Target pressure if: Qblower < Qlimit & dpopt,VFD < dp < dpopt | #N/A | Pa | dptarget = dp |  |  |  | 1540 | #N/A | #N/A | #N/A | #N/A | #N/A | #N/A | 580.88 | 739.8311 | 38.7% | 20.9922 | 54.245 | 792.0311 | 169.9756
dptarget,4 | Target pressure if: dp > dpopt | #N/A | Pa | dptarget = dpopt |  |  |  | 1550 | #N/A | #N/A | #N/A | #N/A | #N/A | #N/A | 580.88 | 739.662 | 38.96% | 21.1286 | 54.2245 | 797.9966 | 171.6279
dptarget,5 | Target pressure if: Qopt1 < Qblower < Qmax & dp > dpQ | #N/A | Pa | dptarget = dp100%,Q |  |  |  | 1560 | #N/A | #N/A | #N/A | #N/A | #N/A | #N/A | 580.88 | 739.4738 | 39.23% | 21.2649 | 54.2076 | 803.962 | 173.2803
dptarget,6 | Target pressure if: in range | 58088 | Pa | dptarget = dp |  |  |  | 1570 | #N/A | #N/A | #N/A | #N/A | #N/A | #N/A | 580.88 | 739.2663 | 39.49% | 21.4012 | 54.1941 | 809.9275 | 174.9326
alimit,low | Slope of calibration limit, low flow | 59.6545 | Pa.m-3.h |  |  |  |  | 1580 | #N/A | #N/A | #N/A | #N/A | #N/A | #N/A | 580.88 | 739.0396 | 39.75% | 21.5375 | 54.1841 | 815.8929 | 176.5849
blimit,low | Intercept of calibration limit, low flow | -12664.867 | Pa |  |  |  |  | 1590 | #N/A | #N/A | #N/A | #N/A | #N/A | #N/A | 580.88 | 738.7937 | 40.01% | 21.6738 | 54.1774 | 821.8584 | 178.2373
Qlimit,low | Low flow limit of operation | 1186.0435 | m3 gas.h-1 |  |  |  |  | 1600 | #N/A | #N/A | #N/A | #N/A | #N/A | #N/A | 580.88 | 738.5287 | 40.26% | 21.8101 | 54.174 | 827.8238 | 179.8896
alimit,high | Slope of calibration limit, high flow | 16.5234 | Pa.m-3.h |  |  |  |  | 1610 | #N/A | #N/A | #N/A | #N/A | #N/A | #N/A | 580.88 | 738.2444 | 40.51% | 21.9464 | 54.1739 | 833.7893 | 181.542
blimit,high | Intercept of calibration limit, high flow | -8448.4865 | Pa |  |  |  |  | 1620 | #N/A | #N/A | #N/A | #N/A | #N/A | #N/A | 580.88 | 737.9409 | 40.76% | 22.0827 | 54.1769 | 839.7547 | 183.1943
Qlimit,high | High flow limit of operation | 3900 | m3 gas.h-1 |  |  |  |  | 1630 | #N/A | #N/A | #N/A | #N/A | #N/A | #N/A | 580.88 | 737.6183 | 41.01% | 22.2191 | 54.183 | 845.7202 | 184.8466
Qblower,target | Interpolation target flow | 2746.4733 | m3 gas.h-1 | OK |  |  |  | 1640 | #N/A | #N/A | #N/A | #N/A | #N/A | #N/A | 580.88 | 737.2764 | 41.25% | 22.3554 | 54.1922 | 851.6857 | 186.499
[8 empty] | 1650 | #N/A | #N/A | #N/A | #N/A | #N/A | #N/A | 580.88 | 736.9154 | 41.49% | 22.4917 | 54.2043 | 857.6511 | 188.1513
Blower curve parameters at process load | [7 empty] | 1660 | #N/A | #N/A | #N/A | #N/A | #N/A | #N/A | 580.88 | 736.5351 | 41.73% | 22.628 | 54.2195 | 863.6166 | 189.8037
Symbol | Name | Value | Unit |  |  |  |  | 1670 | #N/A | #N/A | #N/A | #N/A | #N/A | #N/A | 580.88 | 736.1357 | 41.97% | 22.7643 | 54.2375 | 869.582 | 191.456
dr | Interpolation reasonable solution | 74.36% |  | Intermeds. | Q | dP |  | 1680 | #N/A | #N/A | #N/A | #N/A | #N/A | #N/A | 580.88 | 735.717 | 42.21% | 22.9006 | 54.2584 | 875.5475 | 193.1083
aactual/a0 | VFD, vane at actual load status | 80.77% | OK | Zero 1 | -1320.6571 | 0 |  | 1690 | #N/A | #N/A | #N/A | #N/A | #N/A | #N/A | 580.88 | 735.2792 | 42.44% | 23.0369 | 54.2821 | 881.5129 | 194.7607
a1,actual | Actual head curve coefficient a1 | -0.0095982 | Pa.m-3.h2 | Zero 2 | 4234.4923 | 0 |  | 1700 | #N/A | #N/A | #N/A | #N/A | #N/A | #N/A | 580.88 | 734.8222 | 42.67% | 23.1733 | 54.3086 | 887.4784 | 196.413
b1,actual | Actual head curve coefficient b1 | 27.9676 | Pa.m-3.h | Max | 1456.9176 | 74049.3656 |  | 1710 | #N/A | #N/A | #N/A | #N/A | #N/A | #N/A | 580.88 | 734.3459 | 42.9% | 23.3096 | 54.3378 | 893.4438 | 198.0654
c1,actual | Actual head curve coefficient c1 | 53676.1396 | Pa |  |  |  |  | 1720 | #N/A | #N/A | #N/A | #N/A | #N/A | #N/A | 580.88 | 733.8505 | 43.12% | 23.4459 | 54.3697 | 899.4093 | 199.7177
a2,actual | Actual efficiency curve coefficient a2 | -1.1907e-07 | m-3.h2 |  | Q | η |  | 1730 | #N/A | #N/A | #N/A | #N/A | #N/A | #N/A | 580.88 | 733.3359 | 43.35% | 23.5822 | 54.4043 | 905.3747 | 201.37
b2,actual | Actual efficiency curve coefficient b2 | 0.00063396 | m-3.h | Zero 1 | 538.6144 | 0% |  | 1740 | #N/A | #N/A | #N/A | #N/A | #N/A | #N/A | 580.88 | 732.8021 | 43.57% | 23.7185 | 54.4414 | 911.3402 | 203.0224
c2,actual | Actual efficiency curve coefficient c2 | -30.69% |  | Zero 2 | 4785.5889 | 3.302e-14% |  | 1750 | #N/A | 916.0966 | 40.16% | #N/A | #N/A | #N/A | 580.88 | 732.2491 | 43.79% | 23.8548 | 54.4812 | 917.3056 | 204.6747
test | Final curve test deviation | -24.7548 | OK | Max | 2662.1017 | 53.69% |  | 1760 | #N/A | 916.0858 | 40.42% | #N/A | #N/A | #N/A | 580.88 | 731.6768 | 44% | 23.9911 | 54.5235 | 923.2711 | 206.3271
ηactual,blower,target | Actual blower efficiency | 53.61% | [5 empty] | 1770 | #N/A | 916.0596 | 40.68% | #N/A | #N/A | #N/A | 580.88 | 731.0854 | 44.22% | 24.1274 | 54.5684 | 929.2365 | 207.9794
Pisentropic,target | Pneumatic power demand at target flow and pressure drop | 37.2739 | kW |  |  |  |  | 1780 | #N/A | 916.018 | 40.94% | #N/A | #N/A | #N/A | 580.88 | 730.4748 | 44.43% | 24.2638 | 54.6157 | 935.202 | 209.6318
Pel,blow,sb | Electric power demand per blower | 69.5324 | kW/blower |  |  |  |  | 1790 | #N/A | 915.9611 | 41.19% | #N/A | #N/A | #N/A | 580.88 | 729.845 | 44.64% | 24.4001 | 54.6656 | 941.1675 | 211.2841
Pel,blow | Electric power demand | 69.5324 | kW |  |  |  |  | 1800 | 580.88 | 915.8887 | 41.44% | #N/A | #N/A | #N/A | 580.88 | 729.196 | 44.84% | 24.5364 | 54.7178 | 947.1329 | 212.9364
[8 empty] | 1810 | 580.88 | 915.801 | 41.7% | #N/A | #N/A | #N/A | 580.88 | 728.5278 | 45.05% | 24.6727 | 54.7725 | #N/A | 214.5888
Auxiliaries for interpolation | [7 empty] | 1820 | 580.88 | 915.6979 | 41.95% | #N/A | #N/A | #N/A | 580.88 | 727.8405 | 45.25% | 24.809 | 54.8295 | #N/A | 216.2411
Symbol | Name | Value | Unit |  |  |  |  | 1830 | 580.88 | 915.5795 | 42.19% | #N/A | #N/A | #N/A | 580.88 | 727.1339 | 45.45% | 24.9453 | 54.889 | #N/A | 217.8935
s1 | Auxiliary factor 1 | 23127.8521 | Pa |  |  |  |  | 1840 | 580.88 | 915.4456 | 42.44% | #N/A | #N/A | #N/A | 580.88 | 726.4081 | 45.64% | 25.0816 | 54.9508 | #N/A | 219.5458
s2 | Auxiliary factor 2 | 2957.2915 | m3 gas.h-1 |  |  |  |  | 1850 | 580.88 | 915.2964 | 42.68% | #N/A | #N/A | #N/A | 580.88 | 725.6631 | 45.84% | 25.2179 | 55.0149 | #N/A | 221.1981
s3 | Auxiliary factor 3 | 1309.8323 | m3 gas.h-1 |  |  |  |  | 1860 | 580.88 | 915.1317 | 42.93% | #N/A | #N/A | #N/A | 580.88 | 724.8989 | 46.03% | 25.3543 | 55.0813 | #N/A | 222.8505
s4 | Auxiliary factor 4 | 1647.4592 | m3 gas.h-1 |  |  |  |  | 1870 | 580.88 | 914.9517 | 43.17% | #N/A | #N/A | #N/A | 580.88 | 724.1156 | 46.22% | 25.4906 | 55.15 | #N/A | 224.5028
s5 | Auxiliary factor 5 | 68481.8384 | Pa |  |  |  |  | 1880 | 580.88 | 914.7564 | 43.41% | #N/A | #N/A | #N/A | 580.88 | 723.313 | 46.41% | 25.6269 | 55.221 | #N/A | 226.1552
s6 | Auxiliary factor 6 | -1492.5678 | m3 gas.h-1 |  |  |  |  | 1890 | 580.88 | 914.5456 | 43.65% | #N/A | #N/A | #N/A | 580.88 | 722.4912 | 46.59% | 25.7632 | 55.2942 | #N/A | 227.8075
s7 | Auxiliary factor 7 | 3762.6926 | m3 gas.h-1 |  |  |  |  | 1900 | 580.88 | 914.3195 | 43.88% | #N/A | #N/A | #N/A | 580.88 | 721.6503 | 46.78% | 25.8995 | 55.3697 | #N/A | 229.4598
s8 | Auxiliary factor 8 | 5255.2603 | m3 gas.h-1 |  |  |  |  | 1910 | 580.88 | 914.0779 | 44.12% | #N/A | #N/A | #N/A | 580.88 | 720.7901 | 46.96% | 26.0358 | 55.4474 | #N/A | 231.1122
v1 | Solution of polynomial coefficient 1 | 1.5384e+12 | Pa.m6.h-2 |  |  |  |  | 1920 | 580.88 | 913.821 | 44.35% | #N/A | #N/A | #N/A | 580.88 | 719.9108 | 47.13% | 26.1721 | 55.5273 | #N/A | 232.7645
v2 | Solution of polynomial coefficient 2 | 1.4279e+12 | Pa.m6.h-2 |  |  |  |  | 1930 | 580.88 | 913.5487 | 44.58% | #N/A | #N/A | #N/A | 580.88 | 719.0122 | 47.31% | 26.3085 | 55.6094 | #N/A | 234.4169
v3 | Solution of polynomial coefficient 3 | -1.2184e+12 | Pa.m6.h-2 |  |  |  |  | 1940 | 580.88 | 913.2611 | 44.81% | #N/A | #N/A | #N/A | 580.88 | 718.0945 | 47.48% | 26.4448 | 55.6937 | #N/A | 236.0692
v4 | Solution of polynomial coefficient 4 | -516006010604.7806 | Pa.m6.h-2 |  |  |  |  | 1950 | 580.88 | 912.958 | 45.03% | #N/A | #N/A | #N/A | 580.88 | 717.1575 | 47.65% | 26.5811 | 55.7802 | #N/A | 237.7215
v5 | Cardanos p | -1.0791 | - |  |  |  |  | 1960 | 580.88 | 912.6396 | 45.26% | #N/A | #N/A | #N/A | 580.88 | 716.2014 | 47.82% | 26.7174 | 55.8688 | #N/A | 239.3739
v6 | Cardanos q | -0.031173 | - |  |  |  |  | 1970 | 580.88 | 912.3058 | 45.48% | #N/A | #N/A | #N/A | 580.88 | 715.226 | 47.99% | 26.8537 | 55.9596 | #N/A | 241.0262
v7 | Cardanos Δ | -0.046298 | - |  |  |  |  | 1980 | 580.88 | 911.9566 | 45.7% | #N/A | #N/A | #N/A | 580.88 | 714.2315 | 48.15% | 26.99 | 56.0525 | #N/A | 242.6786
v8 | Cardanos u | #N/A | - |  |  |  |  | 1990 | 580.88 | 911.592 | 45.92% | #N/A | #N/A | #N/A | 580.88 | 713.2178 | 48.31% | 27.1263 | 56.1476 | #N/A | 244.3309
v9 | Cardanos v | #N/A | - |  |  |  |  | 2000 | 580.88 | 911.212 | 46.14% | #N/A | #N/A | #N/A | 580.88 | 712.1849 | 48.47% | 27.2626 | 56.2448 | #N/A | 245.9832
dr1 | Case 1: One real solution | #N/A | [5 empty] | 2010 | 580.88 | 910.8167 | 46.36% | #N/A | #N/A | #N/A | 580.88 | 711.1327 | 48.63% | 27.399 | 56.3441 | #N/A | 247.6356
d1 | 1st real solution | -33.83% | - |  |  |  |  | 2020 | 580.88 | 910.406 | 46.57% | #N/A | #N/A | #N/A | 580.88 | 710.0614 | 48.78% | 27.5353 | 56.4455 | #N/A | 249.2879
d2 | 2nd real solution | 74.36% | - |  |  |  |  | 2030 | 580.88 | 909.9799 | 46.79% | #N/A | #N/A | #N/A | 580.88 | 708.9709 | 48.93% | 27.6716 | 56.5491 | #N/A | 250.9403
d3 | 3rd real solution | -133.3% | - |  |  |  |  | 2040 | 580.88 | 909.5384 | 47% | #N/A | #N/A | #N/A | 580.88 | 707.8612 | 49.08% | 27.8079 | 56.6548 | #N/A | 252.5926
d1t | 1st real solution tested | 1 | - |  |  |  |  | 2050 | 580.88 | 909.0815 | 47.21% | #N/A | #N/A | #N/A | 580.88 | 706.7323 | 49.23% | 27.9442 | 56.7625 | #N/A | 254.2449
d2t | 2nd real solution tested | 0.74358 | - |  |  |  |  | 2060 | 580.88 | 908.6093 | 47.41% | #N/A | #N/A | #N/A | 580.88 | 705.5842 | 49.37% | 28.0805 | 56.8724 | #N/A | 255.8973
d3t | 3rd real solution tested | 1 | - |  |  |  |  | 2070 | 580.88 | 908.1217 | 47.62% | #N/A | #N/A | #N/A | 580.88 | 704.4169 | 49.52% | 28.2168 | 56.9844 | #N/A | 257.5496
dr | Reasonable solution | 74.36% | - |  |  |  |  | 2080 | 580.88 | 907.6187 | 47.82% | #N/A | #N/A | #N/A | 580.88 | 703.2304 | 49.66% | 28.3532 | 57.0984 | #N/A | 259.202
[8 empty] | 2090 | 580.88 | 907.1003 | 48.03% | #N/A | #N/A | #N/A | 580.88 | 702.0247 | 49.79% | 28.4895 | 57.2146 | #N/A | 260.8543
[8 empty] | 2100 | 580.88 | 906.5665 | 48.23% | #N/A | #N/A | #N/A | 580.88 | 700.7998 | 49.93% | 28.6258 | 57.3329 | #N/A | 262.5066
[8 empty] | 2110 | 580.88 | 906.0174 | 48.43% | #N/A | #N/A | #N/A | 580.88 | 699.5557 | 50.06% | 28.7621 | 57.4532 | #N/A | 264.159
[8 empty] | 2120 | 580.88 | 905.4528 | 48.62% | #N/A | #N/A | #N/A | 580.88 | 698.2924 | 50.19% | 28.8984 | 57.5757 | #N/A | 265.8113
[8 empty] | 2130 | 580.88 | 904.8729 | 48.82% | #N/A | #N/A | #N/A | 580.88 | 697.01 | 50.32% | 29.0347 | 57.7002 | #N/A | 267.4637
[8 empty] | 2140 | 580.88 | 904.2776 | 49.01% | #N/A | #N/A | #N/A | 580.88 | 695.7083 | 50.45% | 29.171 | 57.8269 | #N/A | 269.116
[8 empty] | 2150 | 580.88 | 903.6669 | 49.2% | #N/A | #N/A | #N/A | 580.88 | 694.3874 | 50.57% | 29.3073 | 57.9556 | #N/A | 270.7684
[8 empty] | 2160 | 580.88 | 903.0409 | 49.39% | #N/A | #N/A | #N/A | 580.88 | 693.0474 | 50.69% | 29.4437 | 58.0864 | #N/A | 272.4207
[8 empty] | 2170 | 580.88 | 902.3995 | 49.58% | #N/A | #N/A | #N/A | 580.88 | 691.6881 | 50.81% | 29.58 | 58.2194 | #N/A | 274.073
[8 empty] | 2180 | 580.88 | 901.7426 | 49.77% | #N/A | #N/A | #N/A | 580.88 | 690.3096 | 50.92% | 29.7163 | 58.3545 | #N/A | 275.7254
[8 empty] | 2190 | 580.88 | 901.0704 | 49.95% | #N/A | #N/A | #N/A | 580.88 | 688.912 | 51.04% | 29.8526 | 58.4916 | #N/A | 277.3777
[8 empty] | 2200 | 580.88 | 900.3829 | 50.13% | #N/A | #N/A | #N/A | 580.88 | 687.4951 | 51.15% | 29.9889 | 58.6309 | #N/A | 279.0301
[8 empty] | 2210 | 580.88 | 899.6799 | 50.32% | #N/A | #N/A | #N/A | 580.88 | 686.0591 | 51.26% | 30.1252 | 58.7724 | #N/A | 280.6824
[8 empty] | 2220 | 580.88 | 898.9615 | 50.5% | #N/A | #N/A | #N/A | 580.88 | 684.6038 | 51.36% | 30.2615 | 58.9159 | #N/A | 282.3347
[8 empty] | 2230 | 580.88 | 898.2278 | 50.67% | #N/A | #N/A | #N/A | 580.88 | 683.1294 | 51.47% | 30.3979 | 59.0616 | #N/A | 283.9871
[8 empty] | 2240 | 580.88 | 897.4787 | 50.85% | #N/A | #N/A | #N/A | 580.88 | 681.6358 | 51.57% | 30.5342 | 59.2095 | #N/A | 285.6394
[8 empty] | 2250 | 580.88 | 896.7142 | 51.02% | #N/A | #N/A | #N/A | 580.88 | 680.1229 | 51.67% | 30.6705 | 59.3594 | #N/A | 287.2918
[8 empty] | 2260 | 580.88 | 895.9344 | 51.2% | #N/A | #N/A | #N/A | 580.88 | 678.5909 | 51.77% | 30.8068 | 59.5116 | #N/A | 288.9441
[8 empty] | 2270 | 580.88 | 895.1391 | 51.37% | #N/A | #N/A | #N/A | 580.88 | 677.0397 | 51.86% | 30.9431 | 59.6659 | #N/A | 290.5964
[8 empty] | 2280 | 580.88 | 894.3285 | 51.53% | #N/A | #N/A | #N/A | 580.88 | 675.4692 | 51.95% | 31.0794 | 59.8224 | #N/A | 292.2488
[8 empty] | 2290 | 580.88 | 893.5025 | 51.7% | #N/A | #N/A | #N/A | 580.88 | 673.8796 | 52.04% | 31.2157 | 59.9811 | #N/A | 293.9011
[8 empty] | 2300 | 580.88 | 892.6611 | 51.87% | #N/A | #N/A | #N/A | 580.88 | 672.2708 | 52.13% | 31.352 | 60.142 | #N/A | 295.5535
[8 empty] | 2310 | 580.88 | 891.8043 | 52.03% | #N/A | #N/A | #N/A | 580.88 | 670.6428 | 52.22% | 31.4884 | 60.3052 | #N/A | 297.2058
[8 empty] | 2320 | 580.88 | 890.9321 | 52.19% | #N/A | #N/A | #N/A | 580.88 | 668.9956 | 52.3% | 31.6247 | 60.4705 | #N/A | 298.8581
[8 empty] | 2330 | 580.88 | 890.0446 | 52.35% | #N/A | #N/A | #N/A | 580.88 | 667.3292 | 52.38% | 31.761 | 60.6381 | #N/A | 300.5105
[8 empty] | 2340 | 580.88 | 889.1417 | 52.51% | #N/A | #N/A | #N/A | 580.88 | 665.6436 | 52.46% | 31.8973 | 60.8079 | #N/A | 302.1628
[8 empty] | 2350 | 580.88 | 888.2234 | 52.67% | #N/A | #N/A | #N/A | 580.88 | 663.9388 | 52.53% | 32.0336 | 60.9799 | #N/A | 303.8152
[8 empty] | 2360 | 580.88 | 887.2897 | 52.82% | #N/A | #N/A | #N/A | 580.88 | 662.2148 | 52.6% | 32.1699 | 61.1543 | #N/A | 305.4675
[8 empty] | 2370 | 580.88 | 886.3406 | 52.97% | #N/A | #N/A | #N/A | 580.88 | 660.4716 | 52.68% | 32.3062 | 61.3309 | #N/A | 307.1198
[8 empty] | 2380 | 580.88 | 885.3762 | 53.12% | #N/A | #N/A | #N/A | 580.88 | 658.7092 | 52.74% | 32.4426 | 61.5099 | #N/A | 308.7722
[8 empty] | 2390 | 580.88 | 884.3964 | 53.27% | #N/A | #N/A | #N/A | 580.88 | 656.9276 | 52.81% | 32.5789 | 61.6911 | #N/A | 310.4245
[8 empty] | 2400 | 580.88 | 883.4012 | 53.42% | #N/A | #N/A | #N/A | 580.88 | 655.1268 | 52.87% | 32.7152 | 61.8747 | #N/A | 312.0769
[8 empty] | 2410 | 580.88 | 882.3906 | 53.57% | #N/A | #N/A | #N/A | 580.88 | 653.3068 | 52.93% | 32.8515 | 62.0607 | #N/A | 313.7292
[8 empty] | 2420 | 580.88 | 881.3646 | 53.71% | #N/A | #N/A | #N/A | 580.88 | 651.4677 | 52.99% | 32.9878 | 62.249 | #N/A | 315.3815
[8 empty] | 2430 | 580.88 | 880.3233 | 53.85% | #N/A | #N/A | #N/A | 580.88 | 649.6093 | 53.05% | 33.1241 | 62.4397 | #N/A | 317.0339
[8 empty] | 2440 | 580.88 | 879.2665 | 53.99% | #N/A | #N/A | #N/A | 580.88 | 647.7317 | 53.1% | 33.2604 | 62.6328 | #N/A | 318.6862
[8 empty] | 2450 | 580.88 | 878.1944 | 54.13% | #N/A | #N/A | #N/A | 580.88 | 645.835 | 53.16% | 33.3967 | 62.8283 | #N/A | 320.3386
[8 empty] | 2460 | 580.88 | 877.1069 | 54.27% | #N/A | #N/A | #N/A | 580.88 | 643.919 | 53.2% | 33.5331 | 63.0263 | #N/A | 321.9909
[8 empty] | 2470 | 580.88 | 876.0041 | 54.41% | #N/A | #N/A | #N/A | 580.88 | 641.9839 | 53.25% | 33.6694 | 63.2267 | #N/A | 323.6432
[8 empty] | 2480 | 580.88 | 874.8858 | 54.54% | #N/A | #N/A | #N/A | 580.88 | 640.0295 | 53.3% | 33.8057 | 63.4296 | #N/A | 325.2956
[8 empty] | 2490 | 580.88 | 873.7522 | 54.67% | #N/A | #N/A | #N/A | 580.88 | 638.056 | 53.34% | 33.942 | 63.635 | #N/A | 326.9479
[8 empty] | 2500 | 580.88 | 872.6031 | 54.8% | #N/A | #N/A | #N/A | 580.88 | 636.0632 | 53.38% | 34.0783 | 63.843 | #N/A | 328.6003
[8 empty] | 2510 | 580.88 | 871.4388 | 54.93% | #N/A | #N/A | #N/A | 580.88 | 634.0513 | 53.42% | 34.2146 | 64.0534 | #N/A | 330.2526
[8 empty] | 2520 | 580.88 | 870.259 | 55.05% | #N/A | #N/A | #N/A | 580.88 | 632.0201 | 53.45% | 34.3509 | 64.2665 | #N/A | 331.905
[8 empty] | 2530 | 580.88 | 869.0638 | 55.18% | #N/A | #N/A | #N/A | 580.88 | 629.9698 | 53.48% | 34.4872 | 64.4821 | #N/A | 333.5573
[8 empty] | 2540 | 580.88 | 867.8533 | 55.3% | #N/A | #N/A | #N/A | 580.88 | 627.9003 | 53.51% | 34.6236 | 64.7004 | #N/A | 335.2096
[8 empty] | 2550 | 580.88 | 866.6273 | 55.42% | #N/A | #N/A | #N/A | 580.88 | 625.8115 | 53.54% | 34.7599 | 64.9213 | #N/A | 336.862
[8 empty] | 2560 | 580.88 | 865.386 | 55.54% | #N/A | #N/A | #N/A | 580.88 | 623.7036 | 53.57% | 34.8962 | 65.1448 | #N/A | 338.5143
[8 empty] | 2570 | 580.88 | 864.1293 | 55.66% | #N/A | #N/A | #N/A | 580.88 | 621.5765 | 53.59% | 35.0325 | 65.3711 | #N/A | 340.1667
[8 empty] | 2580 | 580.88 | 862.8573 | 55.78% | #N/A | #N/A | #N/A | 580.88 | 619.4302 | 53.61% | 35.1688 | 65.6 | #N/A | 341.819
[8 empty] | 2590 | 580.88 | 861.5698 | 55.89% | #N/A | #N/A | #N/A | 580.88 | 617.2647 | 53.63% | 35.3051 | 65.8318 | #N/A | 343.4713
[8 empty] | 2600 | 580.88 | 860.267 | 56% | #N/A | #N/A | #N/A | 580.88 | 615.08 | 53.65% | 35.4414 | 66.0663 | #N/A | 345.1237
[8 empty] | 2610 | 580.88 | 858.9488 | 56.11% | #N/A | #N/A | #N/A | 580.88 | 612.8761 | 53.66% | 35.5778 | 66.3035 | #N/A | 346.776
[8 empty] | 2620 | 580.88 | 857.6152 | 56.22% | #N/A | #N/A | #N/A | 580.88 | 610.653 | 53.67% | 35.7141 | 66.5437 | #N/A | 348.4284
[8 empty] | 2630 | 580.88 | 856.2662 | 56.33% | #N/A | #N/A | #N/A | 580.88 | 608.4107 | 53.68% | 35.8504 | 66.7867 | #N/A | 350.0807
[8 empty] | 2640 | 580.88 | 854.9019 | 56.43% | #N/A | #N/A | #N/A | 580.88 | 606.1492 | 53.69% | 35.9867 | 67.0325 | #N/A | 351.733
[8 empty] | 2650 | 580.88 | 853.5221 | 56.54% | #N/A | #N/A | #N/A | 580.88 | 603.8685 | 53.69% | 36.123 | 67.2814 | #N/A | 353.3854
[8 empty] | 2660 | 580.88 | 852.127 | 56.64% | #N/A | #N/A | #N/A | 580.88 | 601.5686 | 53.69% | 36.2593 | 67.5331 | #N/A | 355.0377
[8 empty] | 2670 | 580.88 | 850.7165 | 56.74% | #N/A | #N/A | #N/A | 580.88 | 599.2495 | 53.69% | 36.3956 | 67.7879 | #N/A | 356.6901
[8 empty] | 2680 | 580.88 | 849.2906 | 56.84% | #N/A | #N/A | #N/A | 580.88 | 596.9112 | 53.69% | 36.5319 | 68.0457 | #N/A | 358.3424
[8 empty] | 2690 | 580.88 | 847.8494 | 56.93% | #N/A | #N/A | #N/A | 580.88 | 594.5538 | 53.68% | 36.6683 | 68.3065 | #N/A | 359.9947
[8 empty] | 2700 | 580.88 | 846.3927 | 57.03% | #N/A | #N/A | #N/A | 580.88 | 592.1771 | 53.67% | 36.8046 | 68.5704 | #N/A | 361.6471
[8 empty] | 2710 | 580.88 | 844.9207 | 57.12% | #N/A | #N/A | #N/A | 580.88 | 589.7812 | 53.66% | 36.9409 | 68.8375 | #N/A | 363.2994
[8 empty] | 2720 | 580.88 | 843.4333 | 57.21% | #N/A | #N/A | #N/A | 580.88 | 587.3661 | 53.65% | 37.0772 | 69.1077 | #N/A | 364.9518
[8 empty] | 2730 | 580.88 | 841.9305 | 57.3% | #N/A | #N/A | #N/A | 580.88 | 584.9319 | 53.64% | 37.2135 | 69.3812 | #N/A | 366.6041
[8 empty] | 2740 | 580.88 | 840.4124 | 57.39% | #N/A | #N/A | #N/A | 580.88 | 582.4784 | 53.62% | 37.3498 | 69.6579 | #N/A | 368.2564
[8 empty] | 2750 | 580.88 | 838.8788 | 57.48% | #N/A | #N/A | #N/A | 580.88 | 580.0058 | 53.6% | 37.4861 | 69.9378 | #N/A | 369.9088
[8 empty] | 2760 | 580.88 | 837.3299 | 57.56% | #N/A | #N/A | #N/A | 580.88 | 577.5139 | 53.58% | 37.6225 | 70.2211 | #N/A | 371.5611
[8 empty] | 2770 | 580.88 | 835.7656 | 57.64% | #N/A | #N/A | #N/A | 580.88 | 575.0029 | 53.55% | 37.7588 | 70.5078 | #N/A | 373.2135
[8 empty] | 2780 | 580.88 | 834.1859 | 57.72% | #N/A | #N/A | #N/A | 580.88 | 572.4726 | 53.53% | 37.8951 | 70.7979 | #N/A | 374.8658
[8 empty] | 2790 | 580.88 | 832.5908 | 57.8% | #N/A | #N/A | #N/A | 580.88 | 569.9232 | 53.5% | 38.0314 | 71.0914 | #N/A | 376.5181
[8 empty] | 2800 | 580.88 | 830.9803 | 57.88% | #N/A | #N/A | #N/A | 580.88 | 567.3545 | 53.46% | 38.1677 | 71.3885 | #N/A | 378.1705
[8 empty] | 2810 | 580.88 | 829.3545 | 57.95% | #N/A | #N/A | #N/A | 580.88 | 564.7667 | 53.43% | 38.304 | 71.6891 | #N/A | 379.8228
[8 empty] | 2820 | 580.88 | 827.7133 | 58.03% | #N/A | #N/A | #N/A | 580.88 | 562.1597 | 53.39% | 38.4403 | 71.9932 | #N/A | 381.4752
[8 empty] | 2830 | 580.88 | 826.0567 | 58.1% | #N/A | #N/A | #N/A | 580.88 | 559.5335 | 53.36% | 38.5766 | 72.3011 | #N/A | 383.1275
[8 empty] | 2840 | 580.88 | 824.3847 | 58.17% | #N/A | #N/A | #N/A | 580.88 | 556.888 | 53.31% | 38.713 | 72.6126 | #N/A | 384.7798
[8 empty] | 2850 | 580.88 | 822.6974 | 58.24% | #N/A | #N/A | #N/A | 580.88 | 554.2234 | 53.27% | 38.8493 | 72.9278 | #N/A | 386.4322
[8 empty] | 2860 | 580.88 | 820.9946 | 58.3% | #N/A | #N/A | #N/A | 580.88 | 551.5396 | 53.22% | 38.9856 | 73.2469 | #N/A | 388.0845
[8 empty] | 2870 | 580.88 | 819.2765 | 58.37% | #N/A | #N/A | #N/A | 580.88 | 548.8366 | 53.18% | 39.1219 | 73.5698 | #N/A | 389.7369
[8 empty] | 2880 | 580.88 | 817.543 | 58.43% | #N/A | #N/A | #N/A | 580.88 | 546.1144 | 53.13% | 39.2582 | 73.8966 | #N/A | 391.3892
[8 empty] | 2890 | 580.88 | 815.7941 | 58.49% | #N/A | #N/A | #N/A | 580.88 | 543.373 | 53.07% | 39.3945 | 74.2273 | #N/A | 393.0416
[8 empty] | 2900 | 580.88 | 814.0298 | 58.55% | #N/A | #N/A | #N/A | 580.88 | 540.6124 | 53.02% | 39.5308 | 74.5621 | #N/A | 394.6939
[8 empty] | 2910 | 580.88 | 812.2502 | 58.61% | #N/A | #N/A | #N/A | 580.88 | 537.8326 | 52.96% | 39.6672 | 74.9009 | #N/A | 396.3462
[8 empty] | 2920 | 580.88 | 810.4552 | 58.66% | #N/A | #N/A | #N/A | 580.88 | 535.0336 | 52.9% | 39.8035 | 75.2439 | #N/A | 397.9986
[8 empty] | 2930 | 580.88 | 808.6447 | 58.72% | #N/A | #N/A | #N/A | 580.88 | 532.2154 | 52.84% | 39.9398 | 75.591 | #N/A | 399.6509
[8 empty] | 2940 | 580.88 | 806.8189 | 58.77% | #N/A | #N/A | #N/A | 580.88 | 529.378 | 52.77% | 40.0761 | 75.9424 | #N/A | 401.3033
[8 empty] | 2950 | 580.88 | 804.9778 | 58.82% | #N/A | #N/A | #N/A | 580.88 | 526.5214 | 52.7% | 40.2124 | 76.2981 | #N/A | 402.9556
[8 empty] | 2960 | 580.88 | 803.1212 | 58.87% | #N/A | #N/A | #N/A | 580.88 | 523.6456 | 52.63% | 40.3487 | 76.6582 | #N/A | 404.6079
[8 empty] | 2970 | 580.88 | 801.2493 | 58.92% | #N/A | #N/A | #N/A | 580.88 | 520.7507 | 52.56% | 40.485 | 77.0228 | #N/A | 406.2603
[8 empty] | 2980 | 580.88 | 799.362 | 58.96% | #N/A | #N/A | #N/A | 580.88 | 517.8365 | 52.49% | 40.6213 | 77.3918 | #N/A | 407.9126
[8 empty] | 2990 | 580.88 | 797.4593 | 59.01% | #N/A | #N/A | #N/A | 580.88 | 514.9031 | 52.41% | 40.7577 | 77.7655 | #N/A | 409.565
[8 empty] | 3000 | 580.88 | 795.5412 | 59.05% | #N/A | #N/A | #N/A | 580.88 | 511.9506 | 52.33% | 40.894 | 78.1437 | #N/A | 411.2173
[8 empty] | 3010 | 580.88 | 793.6077 | 59.09% | #N/A | #N/A | #N/A | 580.88 | 508.9788 | 52.25% | 41.0303 | 78.5267 | #N/A | 412.8696
[8 empty] | 3020 | 580.88 | 791.6589 | 59.12% | #N/A | #N/A | #N/A | 580.88 | 505.9878 | 52.17% | 41.1666 | 78.9146 | #N/A | 414.522
[8 empty] | 3030 | 580.88 | 789.6947 | 59.16% | #N/A | #N/A | #N/A | 580.88 | 502.9777 | 52.08% | 41.3029 | 79.3073 | #N/A | 416.1743
[8 empty] | 3040 | 580.88 | 787.7151 | 59.2% | #N/A | #N/A | #N/A | 580.88 | 499.9483 | 51.99% | 41.4392 | 79.7049 | #N/A | 417.8267
[8 empty] | 3050 | 580.88 | 785.7201 | 59.23% | #N/A | #N/A | #N/A | 580.88 | 496.8998 | 51.9% | 41.5755 | 80.1076 | #N/A | 419.479
[8 empty] | 3060 | 580.88 | 783.7097 | 59.26% | #N/A | #N/A | #N/A | 580.88 | 493.8321 | 51.81% | 41.7119 | 80.5154 | #N/A | 421.1313
[8 empty] | 3070 | 580.88 | 781.684 | 59.29% | #N/A | #N/A | #N/A | 580.88 | 490.7451 | 51.71% | 41.8482 | 80.9284 | #N/A | 422.7837
[8 empty] | 3080 | 580.88 | 779.6428 | 59.32% | #N/A | #N/A | #N/A | 580.88 | 487.639 | 51.61% | 41.9845 | 81.3467 | #N/A | 424.436
[8 empty] | 3090 | 580.88 | 777.5863 | 59.34% | #N/A | #N/A | #N/A | 580.88 | 484.5136 | 51.51% | 42.1208 | 81.7704 | #N/A | 426.0884
[8 empty] | 3100 | 580.88 | 775.5144 | 59.37% | #N/A | #N/A | #N/A | 580.88 | 481.3691 | 51.41% | 42.2571 | 82.1995 | #N/A | 427.7407
[8 empty] | 3110 | 580.88 | 773.4272 | 59.39% | #N/A | #N/A | #N/A | 580.88 | 478.2054 | 51.3% | 42.3934 | 82.6342 | #N/A | 429.393
[8 empty] | 3120 | 580.88 | 771.3245 | 59.41% | #N/A | #N/A | #N/A | 580.88 | 475.0225 | 51.19% | 42.5297 | 83.0745 | #N/A | 431.0454
[8 empty] | 3130 | 580.88 | 769.2065 | 59.43% | #N/A | #N/A | #N/A | 580.88 | 471.8204 | 51.08% | 42.666 | 83.5206 | #N/A | 432.6977
[8 empty] | 3140 | 580.88 | 767.0731 | 59.45% | #N/A | #N/A | #N/A | 580.88 | 468.599 | 50.97% | 42.8024 | 83.9726 | #N/A | 434.3501
[8 empty] | 3150 | 580.88 | 764.9243 | 59.46% | #N/A | #N/A | #N/A | 580.88 | 465.3585 | 50.86% | 42.9387 | 84.4305 | #N/A | 436.0024
[8 empty] | 3160 | 580.88 | 762.7601 | 59.47% | #N/A | #N/A | #N/A | 580.88 | 462.0988 | 50.74% | 43.075 | 84.8945 | #N/A | 437.6547
[8 empty] | 3170 | 580.88 | 760.5805 | 59.49% | #N/A | #N/A | #N/A | 580.88 | 458.8199 | 50.62% | 43.2113 | 85.3646 | #N/A | 439.3071
[8 empty] | 3180 | 580.88 | 758.3856 | 59.5% | #N/A | #N/A | #N/A | 580.88 | 455.5218 | 50.5% | 43.3476 | 85.841 | #N/A | 440.9594
[8 empty] | 3190 | 580.88 | 756.1753 | 59.5% | #N/A | #N/A | #N/A | 580.88 | 452.2045 | 50.37% | 43.4839 | 86.3239 | #N/A | 442.6118
[8 empty] | 3200 | 580.88 | 753.9496 | 59.51% | #N/A | #N/A | #N/A | 580.88 | 448.868 | 50.25% | 43.6202 | 86.8132 | #N/A | 444.2641
[8 empty] | 3210 | 580.88 | 751.7085 | 59.51% | #N/A | #N/A | #N/A | 580.88 | 445.5123 | 50.12% | 43.7565 | 87.3091 | #N/A | 445.9164
[8 empty] | 3220 | 580.88 | 749.452 | 59.52% | #N/A | #N/A | #N/A | 580.88 | 442.1374 | 49.99% | 43.8929 | 87.8118 | #N/A | 447.5688
[8 empty] | 3230 | 580.88 | 747.1802 | 59.52% | #N/A | #N/A | #N/A | 580.88 | 438.7434 | 49.85% | 44.0292 | 88.3214 | #N/A | 449.2211
[8 empty] | 3240 | 580.88 | 744.8929 | 59.52% | #N/A | #N/A | #N/A | 580.88 | 435.3301 | 49.71% | 44.1655 | 88.8379 | #N/A | 450.8735
[8 empty] | 3250 | 580.88 | 742.5903 | 59.52% | #N/A | #N/A | #N/A | 580.88 | 431.8976 | 49.58% | 44.3018 | 89.3616 | #N/A | 452.5258
[8 empty] | 3260 | 580.88 | 740.2723 | 59.51% | #N/A | #N/A | #N/A | 580.88 | 428.4459 | 49.43% | 44.4381 | 89.8926 | #N/A | 454.1782
[8 empty] | 3270 | 580.88 | 737.939 | 59.51% | #N/A | #N/A | #N/A | 580.88 | 424.9751 | 49.29% | 44.5744 | 90.431 | #N/A | 455.8305
[8 empty] | 3280 | 580.88 | 735.5902 | 59.5% | #N/A | #N/A | #N/A | 580.88 | 421.485 | 49.15% | 44.7107 | 90.9769 | #N/A | 457.4828
[8 empty] | 3290 | 580.88 | 733.2261 | 59.49% | #N/A | #N/A | #N/A | 580.88 | 417.9757 | 49% | 44.8471 | 91.5306 | #N/A | 459.1352
[8 empty] | 3300 | 580.88 | 730.8465 | 59.48% | #N/A | #N/A | #N/A | 580.88 | 414.4473 | 48.85% | 44.9834 | 92.0921 | #N/A | 460.7875
[8 empty] | 3310 | 580.88 | 728.4516 | 59.46% | #N/A | #N/A | #N/A | 580.88 | 410.8996 | 48.69% | 45.1197 | 92.6616 | #N/A | 462.4399
[8 empty] | 3320 | 580.88 | 726.0414 | 59.45% | #N/A | #N/A | #N/A | 580.88 | 407.3328 | 48.54% | 45.256 | 93.2392 | #N/A | 464.0922
[8 empty] | 3330 | 580.88 | 723.6157 | 59.43% | #N/A | #N/A | #N/A | 580.88 | 403.7467 | 48.38% | 45.3923 | 93.8252 | #N/A | 465.7445
[8 empty] | 3340 | 580.88 | 721.1747 | 59.41% | #N/A | #N/A | #N/A | 580.88 | 400.1415 | 48.22% | 45.5286 | 94.4197 | #N/A | 467.3969
[8 empty] | 3350 | 580.88 | 718.7182 | 59.39% | #N/A | #N/A | #N/A | 580.88 | 396.5171 | 48.06% | 45.6649 | 95.0229 | #N/A | 469.0492
[8 empty] | 3360 | 580.88 | 716.2464 | 59.37% | #N/A | #N/A | #N/A | 580.88 | 392.8734 | 47.89% | 45.8012 | 95.6349 | #N/A | 470.7016
[8 empty] | 3370 | 580.88 | 713.7593 | 59.35% | #N/A | #N/A | #N/A | 580.88 | 389.2106 | 47.72% | 45.9376 | 96.256 | #N/A | 472.3539
[8 empty] | 3380 | 580.88 | 711.2567 | 59.32% | #N/A | #N/A | #N/A | 580.88 | 385.5286 | 47.55% | 46.0739 | 96.8863 | #N/A | 474.0062
[8 empty] | 3390 | 580.88 | 708.7387 | 59.3% | #N/A | #N/A | #N/A | 580.88 | 381.8273 | 47.38% | 46.2102 | 97.526 | #N/A | 475.6586
[8 empty] | 3400 | 580.88 | 706.2054 | 59.27% | #N/A | #N/A | #N/A | 580.88 | 378.1069 | 47.21% | 46.3465 | 98.1753 | #N/A | 477.3109
[8 empty] | 3410 | 580.88 | 703.6567 | 59.24% | #N/A | #N/A | #N/A | 580.88 | 374.3673 | 47.03% | 46.4828 | 98.8344 | #N/A | 478.9633
[8 empty] | 3420 | 580.88 | 701.0926 | 59.2% | #N/A | #N/A | #N/A | 580.88 | 370.6085 | 46.85% | 46.6191 | 99.5036 | #N/A | 480.6156
[8 empty] | 3430 | 580.88 | 698.5131 | 59.17% | #N/A | #N/A | #N/A | 580.88 | 366.8305 | 46.67% | 46.7554 | 100.183 | #N/A | 482.2679
[8 empty] | 3440 | 580.88 | 695.9183 | 59.13% | #N/A | #N/A | #N/A | 580.88 | 363.0333 | 46.49% | 46.8918 | 100.8729 | #N/A | 483.9203
[8 empty] | 3450 | 580.88 | 693.3081 | 59.1% | #N/A | #N/A | #N/A | 580.88 | 359.2169 | 46.3% | 47.0281 | 101.5735 | #N/A | 485.5726
[8 empty] | 3460 | 580.88 | 690.6824 | 59.06% | #N/A | #N/A | #N/A | 580.88 | 355.3813 | 46.11% | 47.1644 | 102.2851 | #N/A | 487.225
[8 empty] | 3470 | 580.88 | 688.0414 | 59.02% | #N/A | #N/A | #N/A | 580.88 | 351.5265 | 45.92% | 47.3007 | 103.0079 | #N/A | 488.8773
[8 empty] | 3480 | 580.88 | 685.3851 | 58.97% | #N/A | #N/A | #N/A | 580.88 | 347.6525 | 45.73% | 47.437 | 103.7421 | #N/A | 490.5296
[8 empty] | 3490 | 580.88 | 682.7133 | 58.93% | #N/A | #N/A | #N/A | 580.88 | 343.7593 | 45.53% | 47.5733 | 104.488 | #N/A | 492.182
[8 empty] | 3500 | 580.88 | 680.0262 | 58.88% | #N/A | #N/A | #N/A | 580.88 | 339.8469 | 45.33% | 47.7096 | 105.2459 | #N/A | 493.8343
[8 empty] | 3510 | 580.88 | 677.3236 | 58.83% | #N/A | #N/A | #N/A | 580.88 | 335.9153 | 45.13% | 47.8459 | 106.016 | #N/A | 495.4867
[8 empty] | 3520 | 580.88 | 674.6057 | 58.78% | #N/A | #N/A | #N/A | 580.88 | 331.9646 | 44.93% | 47.9823 | 106.7987 | #N/A | 497.139
[8 empty] | 3530 | 580.88 | 671.8725 | 58.73% | #N/A | #N/A | #N/A | 580.88 | 327.9946 | 44.72% | 48.1186 | 107.5942 | #N/A | 498.7913
[8 empty] | 3540 | 580.88 | 669.1238 | 58.68% | #N/A | #N/A | #N/A | 580.88 | 324.0054 | 44.51% | 48.2549 | 108.4029 | #N/A | 500.4437
[8 empty] | 3550 | 580.88 | 666.3597 | 58.62% | #N/A | #N/A | #N/A | 580.88 | 319.997 | 44.3% | 48.3912 | 109.225 | #N/A | 502.096
[8 empty] | 3560 | 580.88 | 663.5803 | 58.57% | #N/A | #N/A | #N/A | 580.88 | 315.9695 | 44.09% | 48.5275 | 110.0609 | #N/A | 503.7484
[8 empty] | 3570 | 580.88 | 660.7855 | 58.51% | #N/A | #N/A | #N/A | 580.88 | 311.9227 | 43.88% | 48.6638 | 110.9109 | #N/A | 505.4007
[8 empty] | 3580 | 580.88 | 657.9753 | 58.45% | #N/A | #N/A | #N/A | 580.88 | 307.8568 | 43.66% | 48.8001 | 111.7754 | #N/A | 507.053
[8 empty] | 3590 | 580.88 | 655.1498 | 58.38% | #N/A | #N/A | #N/A | 580.88 | 303.7716 | 43.44% | 48.9365 | 112.6548 | #N/A | 508.7054
[8 empty] | 3600 | 580.88 | 652.3088 | 58.32% | #N/A | #N/A | #N/A | 580.88 | 299.6673 | 43.22% | 49.0728 | 113.5493 | #N/A | 510.3577
[8 empty] | 3610 | 580.88 | 649.4525 | 58.25% | #N/A | #N/A | #N/A | 580.88 | 295.5437 | 42.99% | 49.2091 | 114.4594 | #N/A | 512.0101
[8 empty] | 3620 | 580.88 | 646.5807 | 58.19% | #N/A | #N/A | #N/A | 580.88 | 291.401 | 42.77% | 49.3454 | 115.3855 | #N/A | 513.6624
[8 empty] | 3630 | 580.88 | 643.6937 | 58.12% | #N/A | #N/A | #N/A | 580.88 | 287.239 | 42.54% | 49.4817 | 116.328 | #N/A | 515.3148
[8 empty] | 3640 | 580.88 | 640.7912 | 58.05% | #N/A | #N/A | #N/A | 580.88 | 283.0579 | 42.3% | 49.618 | 117.2873 | #N/A | 516.9671
[8 empty] | 3650 | 580.88 | 637.8733 | 57.97% | #N/A | #N/A | #N/A | 580.88 | 278.8576 | 42.07% | 49.7543 | 118.2638 | #N/A | 518.6194
[8 empty] | 3660 | 580.88 | 634.9401 | 57.9% | #N/A | #N/A | #N/A | 580.88 | 274.638 | 41.83% | 49.8906 | 119.2581 | #N/A | 520.2718
[8 empty] | 3670 | 580.88 | 631.9915 | 57.82% | #N/A | #N/A | #N/A | 580.88 | 270.3993 | 41.6% | 50.027 | 120.2706 | #N/A | 521.9241
[8 empty] | 3680 | 580.88 | 629.0275 | 57.74% | #N/A | #N/A | #N/A | 580.88 | 266.1414 | 41.35% | 50.1633 | 121.3017 | #N/A | 523.5765
[8 empty] | 3690 | 580.88 | 626.0481 | 57.66% | #N/A | #N/A | #N/A | 580.88 | 261.8643 | 41.11% | 50.2996 | 122.3521 | #N/A | 525.2288
[8 empty] | 3700 | 580.88 | 623.0533 | 57.58% | #N/A | #N/A | #N/A | 580.88 | 257.568 | 40.86% | 50.4359 | 123.4221 | #N/A | 526.8811
[8 empty] | 3710 | 580.88 | 620.0432 | 57.5% | #N/A | #N/A | #N/A | 580.88 | 253.2525 | 40.62% | 50.5722 | 124.5124 | #N/A | 528.5335
[8 empty] | 3720 | 580.88 | 617.0176 | 57.41% | #N/A | #N/A | #N/A | 580.88 | 248.9178 | 40.37% | 50.7085 | 125.6235 | #N/A | 530.1858
[8 empty] | 3730 | 580.88 | 613.9767 | 57.32% | #N/A | #N/A | #N/A | 580.88 | 244.5638 | 40.11% | 50.8448 | 126.7561 | #N/A | 531.8382
[8 empty] | 3740 | 580.88 | 610.9204 | 57.24% | #N/A | #N/A | #N/A | 580.88 | 240.1907 | 39.86% | 50.9812 | 127.9106 | #N/A | 533.4905
[8 empty] | 3750 | 580.88 | 607.8488 | 57.15% | #N/A | #N/A | #N/A | 580.88 | 235.7985 | 39.6% | 51.1175 | 129.0879 | #N/A | 535.1428
[8 empty] | 3760 | 580.88 | 604.7617 | 57.05% | #N/A | #N/A | #N/A | 580.88 | 231.387 | 39.34% | 51.2538 | 130.2884 | #N/A | 536.7952
[8 empty] | 3770 | 580.88 | 601.6593 | 56.96% | #N/A | #N/A | #N/A | 580.88 | 226.9563 | 39.08% | 51.3901 | 131.513 | #N/A | 538.4475
[8 empty] | 3780 | 580.88 | 598.5415 | 56.86% | #N/A | #N/A | #N/A | 580.88 | 222.5064 | 38.81% | 51.5264 | 132.7623 | #N/A | 540.0999
[8 empty] | 3790 | 580.88 | 595.4083 | 56.77% | #N/A | #N/A | #N/A | 580.88 | 218.0373 | 38.54% | 51.6627 | 134.037 | #N/A | 541.7522
[8 empty] | 3800 | 580.88 | 592.2597 | 56.67% | #N/A | #N/A | #N/A | 580.88 | 213.549 | 38.27% | 51.799 | 135.338 | #N/A | 543.4045
[8 empty] | 3810 | 580.88 | 589.0957 | 56.56% | #N/A | #N/A | #N/A | 580.88 | 209.0416 | 38% | 51.9353 | 136.666 | #N/A | 545.0569
[8 empty] | 3820 | 580.88 | 585.9164 | 56.46% | #N/A | #N/A | #N/A | 580.88 | 204.5149 | 37.73% | 52.0717 | 138.0219 | #N/A | 546.7092
[8 empty] | 3830 | 580.88 | 582.7217 | 56.36% | #N/A | #N/A | #N/A | 580.88 | 199.969 | 37.45% | 52.208 | 139.4065 | #N/A | 548.3616
[8 empty] | 3840 | 580.88 | 579.5116 | 56.25% | #N/A | #N/A | #N/A | 580.88 | 195.404 | 37.17% | 52.3443 | 140.8208 | #N/A | 550.0139
[8 empty] | 3850 | 580.88 | 576.2861 | 56.14% | #N/A | #N/A | #N/A | 580.88 | 190.8197 | 36.89% | 52.4806 | 142.2656 | #N/A | 551.6662
[8 empty] | 3860 | 580.88 | 573.0452 | 56.03% | #N/A | #N/A | #N/A | 580.88 | 186.2162 | 36.61% | 52.6169 | 143.7421 | #N/A | 553.3186
[8 empty] | 3870 | 580.88 | 569.789 | 55.92% | #N/A | #N/A | #N/A | 580.88 | 181.5936 | 36.32% | 52.7532 | 145.2512 | #N/A | 554.9709
[8 empty] | 3880 | 580.88 | 566.5173 | 55.81% | #N/A | #N/A | #N/A | 580.88 | 176.9517 | 36.03% | 52.8895 | 146.7939 | #N/A | 556.6233
[8 empty] | 3890 | 580.88 | 563.2303 | 55.69% | #N/A | #N/A | #N/A | 580.88 | 172.2907 | 35.74% | 53.0258 | 148.3715 | #N/A | 558.2756
[8 empty] | 3900 | 580.88 | 559.9279 | 55.57% | #N/A | #N/A | #N/A | 580.88 | 167.6105 | 35.44% | 53.1622 | 149.9851 | #N/A | 559.9279
[8 empty] | #N/A | #N/A | #N/A | FALSE | #N/A | #N/A | #N/A | #N/A | #N/A | #N/A | #N/A | #N/A | #N/A | #N/A
[8 empty] | #N/A | #N/A | #N/A | FALSE | #N/A | #N/A | #N/A | #N/A | #N/A | #N/A | #N/A | #N/A | #N/A | #N/A
[8 empty] | #N/A | #N/A | #N/A | FALSE | #N/A | #N/A | #N/A | #N/A | #N/A | #N/A | #N/A | #N/A | #N/A | #N/A
[8 empty] | #N/A | #N/A | #N/A | FALSE | #N/A | #N/A | #N/A | #N/A | #N/A | #N/A | #N/A | #N/A | #N/A | #N/A
[8 empty] | #N/A | #N/A | #N/A | FALSE | #N/A | #N/A | #N/A | #N/A | #N/A | #N/A | #N/A | #N/A | #N/A | #N/A
[8 empty] | #N/A | #N/A | #N/A | FALSE | #N/A | #N/A | #N/A | #N/A | #N/A | #N/A | #N/A | #N/A | #N/A | #N/A
[8 empty] | #N/A | #N/A | #N/A | FALSE | #N/A | #N/A | #N/A | #N/A | #N/A | #N/A | #N/A | #N/A | #N/A | #N/A
[8 empty] | #N/A | #N/A | #N/A | FALSE | #N/A | #N/A | #N/A | #N/A | #N/A | #N/A | #N/A | #N/A | #N/A | #N/A
[8 empty] | #N/A | #N/A | #N/A | FALSE | #N/A | #N/A | #N/A | #N/A | #N/A | #N/A | #N/A | #N/A | #N/A | #N/A
[8 empty] | #N/A | #N/A | #N/A | FALSE | #N/A | #N/A | #N/A | #N/A | #N/A | #N/A | #N/A | #N/A | #N/A | #N/A
[8 empty] | #N/A | #N/A | #N/A | FALSE | #N/A | #N/A | #N/A | #N/A | #N/A | #N/A | #N/A | #N/A | #N/A | #N/A
[8 empty] | #N/A | #N/A | #N/A | FALSE | #N/A | #N/A | #N/A | #N/A | #N/A | #N/A | #N/A | #N/A | #N/A | #N/A
[8 empty] | #N/A | #N/A | #N/A | FALSE | #N/A | #N/A | #N/A | #N/A | #N/A | #N/A | #N/A | #N/A | #N/A | #N/A
[8 empty] | #N/A | #N/A | #N/A | FALSE | #N/A | #N/A | #N/A | #N/A | #N/A | #N/A | #N/A | #N/A | #N/A | #N/A
[8 empty] | #N/A | #N/A | #N/A | FALSE | #N/A | #N/A | #N/A | #N/A | #N/A | #N/A | #N/A | #N/A | #N/A | #N/A
[8 empty] | #N/A | #N/A | #N/A | FALSE | #N/A | #N/A | #N/A | #N/A | #N/A | #N/A | #N/A | #N/A | #N/A | #N/A
[8 empty] | #N/A | #N/A | #N/A | FALSE | #N/A | #N/A | #N/A | #N/A | #N/A | #N/A | #N/A | #N/A | #N/A | #N/A
[8 empty] | #N/A | #N/A | #N/A | FALSE | #N/A | #N/A | #N/A | #N/A | #N/A | #N/A | #N/A | #N/A | #N/A | #N/A
[8 empty] | #N/A | #N/A | #N/A | FALSE | #N/A | #N/A | #N/A | #N/A | #N/A | #N/A | #N/A | #N/A | #N/A | #N/A
[8 empty] | #N/A | #N/A | #N/A | FALSE | #N/A | #N/A | #N/A | #N/A | #N/A | #N/A | #N/A | #N/A | #N/A | #N/A
[8 empty] | #N/A | #N/A | #N/A | FALSE | #N/A | #N/A | #N/A | #N/A | #N/A | #N/A | #N/A | #N/A | #N/A | #N/A
[8 empty] | #N/A | #N/A | #N/A | FALSE | #N/A | #N/A | #N/A | #N/A | #N/A | #N/A | #N/A | #N/A | #N/A | #N/A
[8 empty] | #N/A | #N/A | #N/A | FALSE | #N/A | #N/A | #N/A | #N/A | #N/A | #N/A | #N/A | #N/A | #N/A | #N/A
[8 empty] | #N/A | #N/A | #N/A | FALSE | #N/A | #N/A | #N/A | #N/A | #N/A | #N/A | #N/A | #N/A | #N/A | #N/A
[8 empty] | #N/A | #N/A | #N/A | FALSE | #N/A | #N/A | #N/A | #N/A | #N/A | #N/A | #N/A | #N/A | #N/A | #N/A
[8 empty] | #N/A | #N/A | #N/A | FALSE | #N/A | #N/A | #N/A | #N/A | #N/A | #N/A | #N/A | #N/A | #N/A | #N/A
[8 empty] | #N/A | #N/A | #N/A | FALSE | #N/A | #N/A | #N/A | #N/A | #N/A | #N/A | #N/A | #N/A | #N/A | #N/A
[8 empty] | #N/A | #N/A | #N/A | FALSE | #N/A | #N/A | #N/A | #N/A | #N/A | #N/A | #N/A | #N/A | #N/A | #N/A
[8 empty] | #N/A | #N/A | #N/A | FALSE | #N/A | #N/A | #N/A | #N/A | #N/A | #N/A | #N/A | #N/A | #N/A | #N/A
[8 empty] | #N/A | #N/A | #N/A | FALSE | #N/A | #N/A | #N/A | #N/A | #N/A | #N/A | #N/A | #N/A | #N/A | #N/A
[8 empty] | #N/A | #N/A | #N/A | FALSE | #N/A | #N/A | #N/A | #N/A | #N/A | #N/A | #N/A | #N/A | #N/A | #N/A
[8 empty] | #N/A | #N/A | #N/A | FALSE | #N/A | #N/A | #N/A | #N/A | #N/A | #N/A | #N/A | #N/A | #N/A | #N/A
[8 empty] | #N/A | #N/A | #N/A | FALSE | #N/A | #N/A | #N/A | #N/A | #N/A | #N/A | #N/A | #N/A | #N/A | #N/A
[8 empty] | #N/A | #N/A | #N/A | FALSE | #N/A | #N/A | #N/A | #N/A | #N/A | #N/A | #N/A | #N/A | #N/A | #N/A
[8 empty] | #N/A | #N/A | #N/A | FALSE | #N/A | #N/A | #N/A | #N/A | #N/A | #N/A | #N/A | #N/A | #N/A | #N/A
[8 empty] | #N/A | #N/A | #N/A | FALSE | #N/A | #N/A | #N/A | #N/A | #N/A | #N/A | #N/A | #N/A | #N/A | #N/A
[8 empty] | #N/A | #N/A | #N/A | FALSE | #N/A | #N/A | #N/A | #N/A | #N/A | #N/A | #N/A | #N/A | #N/A | #N/A
[8 empty] | #N/A | #N/A | #N/A | FALSE | #N/A | #N/A | #N/A | #N/A | #N/A | #N/A | #N/A | #N/A | #N/A | #N/A
[8 empty] | #N/A | #N/A | #N/A | FALSE | #N/A | #N/A | #N/A | #N/A | #N/A | #N/A | #N/A | #N/A | #N/A | #N/A
[8 empty] | #N/A | #N/A | #N/A | FALSE | #N/A | #N/A | #N/A | #N/A | #N/A | #N/A | #N/A | #N/A | #N/A | #N/A
[8 empty] | #N/A | #N/A | #N/A | FALSE | #N/A | #N/A | #N/A | #N/A | #N/A | #N/A | #N/A | #N/A | #N/A | #N/A
[8 empty] | #N/A | #N/A | #N/A | FALSE | #N/A | #N/A | #N/A | #N/A | #N/A | #N/A | #N/A | #N/A | #N/A | #N/A
[8 empty] | #N/A | #N/A | #N/A | FALSE | #N/A | #N/A | #N/A | #N/A | #N/A | #N/A | #N/A | #N/A | #N/A | #N/A
[8 empty] | #N/A | #N/A | #N/A | FALSE | #N/A | #N/A | #N/A | #N/A | #N/A | #N/A | #N/A | #N/A | #N/A | #N/A
[8 empty] | #N/A | #N/A | #N/A | FALSE | #N/A | #N/A | #N/A | #N/A | #N/A | #N/A | #N/A | #N/A | #N/A | #N/A
[8 empty] | #N/A | #N/A | #N/A | FALSE | #N/A | #N/A | #N/A | #N/A | #N/A | #N/A | #N/A | #N/A | #N/A | #N/A
[8 empty] | #N/A | #N/A | #N/A | FALSE | #N/A | #N/A | #N/A | #N/A | #N/A | #N/A | #N/A | #N/A | #N/A | #N/A
[8 empty] | #N/A | #N/A | #N/A | FALSE | #N/A | #N/A | #N/A | #N/A | #N/A | #N/A | #N/A | #N/A | #N/A | #N/A
[8 empty] | #N/A | #N/A | #N/A | FALSE | #N/A | #N/A | #N/A | #N/A | #N/A | #N/A | #N/A | #N/A | #N/A | #N/A
[8 empty] | #N/A | #N/A | #N/A | FALSE | #N/A | #N/A | #N/A | #N/A | #N/A | #N/A | #N/A | #N/A | #N/A | #N/A
[8 empty] | #N/A | #N/A | #N/A | FALSE | #N/A | #N/A | #N/A | #N/A | #N/A | #N/A | #N/A | #N/A | #N/A | #N/A
[8 empty] | #N/A | #N/A | #N/A | FALSE | #N/A | #N/A | #N/A | #N/A | #N/A | #N/A | #N/A | #N/A | #N/A | #N/A
[8 empty] | #N/A | #N/A | #N/A | FALSE | #N/A | #N/A | #N/A | #N/A | #N/A | #N/A | #N/A | #N/A | #N/A | #N/A
[8 empty] | #N/A | #N/A | #N/A | FALSE | #N/A | #N/A | #N/A | #N/A | #N/A | #N/A | #N/A | #N/A | #N/A | #N/A
[8 empty] | #N/A | #N/A | #N/A | FALSE | #N/A | #N/A | #N/A | #N/A | #N/A | #N/A | #N/A | #N/A | #N/A | #N/A
[8 empty] | #N/A | #N/A | #N/A | FALSE | #N/A | #N/A | #N/A | #N/A | #N/A | #N/A | #N/A | #N/A | #N/A | #N/A
[8 empty] | #N/A | #N/A | #N/A | FALSE | #N/A | #N/A | #N/A | #N/A | #N/A | #N/A | #N/A | #N/A | #N/A | #N/A
[8 empty] | #N/A | #N/A | #N/A | FALSE | #N/A | #N/A | #N/A | #N/A | #N/A | #N/A | #N/A | #N/A | #N/A | #N/A
[8 empty] | #N/A | #N/A | #N/A | FALSE | #N/A | #N/A | #N/A | #N/A | #N/A | #N/A | #N/A | #N/A | #N/A | #N/A
[8 empty] | #N/A | #N/A | #N/A | FALSE | #N/A | #N/A | #N/A | #N/A | #N/A | #N/A | #N/A | #N/A | #N/A | #N/A
[8 empty] | #N/A | #N/A | #N/A | FALSE | #N/A | #N/A | #N/A | #N/A | #N/A | #N/A | #N/A | #N/A | #N/A | #N/A
[8 empty] | #N/A | #N/A | #N/A | FALSE | #N/A | #N/A | #N/A | #N/A | #N/A | #N/A | #N/A | #N/A | #N/A | #N/A
[8 empty] | #N/A | #N/A | #N/A | FALSE | #N/A | #N/A | #N/A | #N/A | #N/A | #N/A | #N/A | #N/A | #N/A | #N/A
[8 empty] | #N/A | #N/A | #N/A | FALSE | #N/A | #N/A | #N/A | #N/A | #N/A | #N/A | #N/A | #N/A | #N/A | #N/A
[8 empty] | #N/A | #N/A | #N/A | FALSE | #N/A | #N/A | #N/A | #N/A | #N/A | #N/A | #N/A | #N/A | #N/A | #N/A
[8 empty] | #N/A | #N/A | #N/A | FALSE | #N/A | #N/A | #N/A | #N/A | #N/A | #N/A | #N/A | #N/A | #N/A | #N/A
[8 empty] | #N/A | #N/A | #N/A | FALSE | #N/A | #N/A | #N/A | #N/A | #N/A | #N/A | #N/A | #N/A | #N/A | #N/A
[8 empty] | #N/A | #N/A | #N/A | FALSE | #N/A | #N/A | #N/A | #N/A | #N/A | #N/A | #N/A | #N/A | #N/A | #N/A
[8 empty] | #N/A | #N/A | #N/A | FALSE | #N/A | #N/A | #N/A | #N/A | #N/A | #N/A | #N/A | #N/A | #N/A | #N/A
[8 empty] | #N/A | #N/A | #N/A | FALSE | #N/A | #N/A | #N/A | #N/A | #N/A | #N/A | #N/A | #N/A | #N/A | #N/A
[8 empty] | #N/A | #N/A | #N/A | FALSE | #N/A | #N/A | #N/A | #N/A | #N/A | #N/A | #N/A | #N/A | #N/A | #N/A
[8 empty] | #N/A | #N/A | #N/A | FALSE | #N/A | #N/A | #N/A | #N/A | #N/A | #N/A | #N/A | #N/A | #N/A | #N/A
[8 empty] | #N/A | #N/A | #N/A | FALSE | #N/A | #N/A | #N/A | #N/A | #N/A | #N/A | #N/A | #N/A | #N/A | #N/A
[8 empty] | #N/A | #N/A | #N/A | FALSE | #N/A | #N/A | #N/A | #N/A | #N/A | #N/A | #N/A | #N/A | #N/A | #N/A
[8 empty] | #N/A | #N/A | #N/A | FALSE | #N/A | #N/A | #N/A | #N/A | #N/A | #N/A | #N/A | #N/A | #N/A | #N/A
[8 empty] | #N/A | #N/A | #N/A | FALSE | #N/A | #N/A | #N/A | #N/A | #N/A | #N/A | #N/A | #N/A | #N/A | #N/A
[8 empty] | #N/A | #N/A | #N/A | FALSE | #N/A | #N/A | #N/A | #N/A | #N/A | #N/A | #N/A | #N/A | #N/A | #N/A
[8 empty] | #N/A | #N/A | #N/A | FALSE | #N/A | #N/A | #N/A | #N/A | #N/A | #N/A | #N/A | #N/A | #N/A | #N/A
[8 empty] | #N/A | #N/A | #N/A | FALSE | #N/A | #N/A | #N/A | #N/A | #N/A | #N/A | #N/A | #N/A | #N/A | #N/A
[8 empty] | #N/A | #N/A | #N/A | FALSE | #N/A | #N/A | #N/A | #N/A | #N/A | #N/A | #N/A | #N/A | #N/A | #N/A
[8 empty] | #N/A | #N/A | #N/A | FALSE | #N/A | #N/A | #N/A | #N/A | #N/A | #N/A | #N/A | #N/A | #N/A | #N/A
[8 empty] | #N/A | #N/A | #N/A | FALSE | #N/A | #N/A | #N/A | #N/A | #N/A | #N/A | #N/A | #N/A | #N/A | #N/A
[8 empty] | #N/A | #N/A | #N/A | FALSE | #N/A | #N/A | #N/A | #N/A | #N/A | #N/A | #N/A | #N/A | #N/A | #N/A
[8 empty] | #N/A | #N/A | #N/A | FALSE | #N/A | #N/A | #N/A | #N/A | #N/A | #N/A | #N/A | #N/A | #N/A | #N/A
[8 empty] | #N/A | #N/A | #N/A | FALSE | #N/A | #N/A | #N/A | #N/A | #N/A | #N/A | #N/A | #N/A | #N/A | #N/A
[8 empty] | #N/A | #N/A | #N/A | FALSE | #N/A | #N/A | #N/A | #N/A | #N/A | #N/A | #N/A | #N/A | #N/A | #N/A
[8 empty] | #N/A | #N/A | #N/A | FALSE | #N/A | #N/A | #N/A | #N/A | #N/A | #N/A | #N/A | #N/A | #N/A | #N/A
[8 empty] | #N/A | #N/A | #N/A | FALSE | #N/A | #N/A | #N/A | #N/A | #N/A | #N/A | #N/A | #N/A | #N/A | #N/A
[8 empty] | #N/A | #N/A | #N/A | FALSE | #N/A | #N/A | #N/A | #N/A | #N/A | #N/A | #N/A | #N/A | #N/A | #N/A
[8 empty] | #N/A | #N/A | #N/A | FALSE | #N/A | #N/A | #N/A | #N/A | #N/A | #N/A | #N/A | #N/A | #N/A | #N/A
[8 empty] | #N/A | #N/A | #N/A | FALSE | #N/A | #N/A | #N/A | #N/A | #N/A | #N/A | #N/A | #N/A | #N/A | #N/A
[8 empty] | #N/A | #N/A | #N/A | FALSE | #N/A | #N/A | #N/A | #N/A | #N/A | #N/A | #N/A | #N/A | #N/A | #N/A
[8 empty] | #N/A | #N/A | #N/A | FALSE | #N/A | #N/A | #N/A | #N/A | #N/A | #N/A | #N/A | #N/A | #N/A | #N/A
[8 empty] | #N/A | #N/A | #N/A | FALSE | #N/A | #N/A | #N/A | #N/A | #N/A | #N/A | #N/A | #N/A | #N/A | #N/A
[8 empty] | #N/A | #N/A | #N/A | FALSE | #N/A | #N/A | #N/A | #N/A | #N/A | #N/A | #N/A | #N/A | #N/A | #N/A
[8 empty] | #N/A | #N/A | #N/A | FALSE | #N/A | #N/A | #N/A | #N/A | #N/A | #N/A | #N/A | #N/A | #N/A | #N/A
[8 empty] | #N/A | #N/A | #N/A | FALSE | #N/A | #N/A | #N/A | #N/A | #N/A | #N/A | #N/A | #N/A | #N/A | #N/A
[8 empty] | #N/A | #N/A | #N/A | FALSE | #N/A | #N/A | #N/A | #N/A | #N/A | #N/A | #N/A | #N/A | #N/A | #N/A
[8 empty] | #N/A | #N/A | #N/A | FALSE | #N/A | #N/A | #N/A | #N/A | #N/A | #N/A | #N/A | #N/A | #N/A | #N/A
[8 empty] | #N/A | #N/A | #N/A | FALSE | #N/A | #N/A | #N/A | #N/A | #N/A | #N/A | #N/A | #N/A | #N/A | #N/A
[8 empty] | #N/A | #N/A | #N/A | FALSE | #N/A | #N/A | #N/A | #N/A | #N/A | #N/A | #N/A | #N/A | #N/A | #N/A
[8 empty] | #N/A | #N/A | #N/A | FALSE | #N/A | #N/A | #N/A | #N/A | #N/A | #N/A | #N/A | #N/A | #N/A | #N/A
[8 empty] | #N/A | #N/A | #N/A | FALSE | #N/A | #N/A | #N/A | #N/A | #N/A | #N/A | #N/A | #N/A | #N/A | #N/A
[8 empty] | #N/A | #N/A | #N/A | FALSE | #N/A | #N/A | #N/A | #N/A | #N/A | #N/A | #N/A | #N/A | #N/A | #N/A
[8 empty] | #N/A | #N/A | #N/A | FALSE | #N/A | #N/A | #N/A | #N/A | #N/A | #N/A | #N/A | #N/A | #N/A | #N/A
[8 empty] | #N/A | #N/A | #N/A | FALSE | #N/A | #N/A | #N/A | #N/A | #N/A | #N/A | #N/A | #N/A | #N/A | #N/A
[8 empty] | #N/A | #N/A | #N/A | FALSE | #N/A | #N/A | #N/A | #N/A | #N/A | #N/A | #N/A | #N/A | #N/A | #N/A
[8 empty] | #N/A | #N/A | #N/A | FALSE | #N/A | #N/A | #N/A | #N/A | #N/A | #N/A | #N/A | #N/A | #N/A | #N/A
[8 empty] | #N/A | #N/A | #N/A | FALSE | #N/A | #N/A | #N/A | #N/A | #N/A | #N/A | #N/A | #N/A | #N/A | #N/A
[8 empty] | #N/A | #N/A | #N/A | FALSE | #N/A | #N/A | #N/A | #N/A | #N/A | #N/A | #N/A | #N/A | #N/A | #N/A
[8 empty] | #N/A | #N/A | #N/A | FALSE | #N/A | #N/A | #N/A | #N/A | #N/A | #N/A | #N/A | #N/A | #N/A | #N/A
[8 empty] | #N/A | #N/A | #N/A | FALSE | #N/A | #N/A | #N/A | #N/A | #N/A | #N/A | #N/A | #N/A | #N/A | #N/A
[8 empty] | #N/A | #N/A | #N/A | FALSE | #N/A | #N/A | #N/A | #N/A | #N/A | #N/A | #N/A | #N/A | #N/A | #N/A
[8 empty] | #N/A | #N/A | #N/A | FALSE | #N/A | #N/A | #N/A | #N/A | #N/A | #N/A | #N/A | #N/A | #N/A | #N/A
[8 empty] | #N/A | #N/A | #N/A | FALSE | #N/A | #N/A | #N/A | #N/A | #N/A | #N/A | #N/A | #N/A | #N/A | #N/A
[8 empty] | #N/A | #N/A | #N/A | FALSE | #N/A | #N/A | #N/A | #N/A | #N/A | #N/A | #N/A | #N/A | #N/A | #N/A
[8 empty] | #N/A | #N/A | #N/A | FALSE | #N/A | #N/A | #N/A | #N/A | #N/A | #N/A | #N/A | #N/A | #N/A | #N/A
[8 empty] | #N/A | #N/A | #N/A | FALSE | #N/A | #N/A | #N/A | #N/A | #N/A | #N/A | #N/A | #N/A | #N/A | #N/A
[8 empty] | #N/A | #N/A | #N/A | FALSE | #N/A | #N/A | #N/A | #N/A | #N/A | #N/A | #N/A | #N/A | #N/A | #N/A
[8 empty] | #N/A | #N/A | #N/A | FALSE | #N/A | #N/A | #N/A | #N/A | #N/A | #N/A | #N/A | #N/A | #N/A | #N/A
[8 empty] | #N/A | #N/A | #N/A | FALSE | #N/A | #N/A | #N/A | #N/A | #N/A | #N/A | #N/A | #N/A | #N/A | #N/A
[8 empty] | #N/A | #N/A | #N/A | FALSE | #N/A | #N/A | #N/A | #N/A | #N/A | #N/A | #N/A | #N/A | #N/A | #N/A
[8 empty] | #N/A | #N/A | #N/A | FALSE | #N/A | #N/A | #N/A | #N/A | #N/A | #N/A | #N/A | #N/A | #N/A | #N/A
[8 empty] | #N/A | #N/A | #N/A | FALSE | #N/A | #N/A | #N/A | #N/A | #N/A | #N/A | #N/A | #N/A | #N/A | #N/A
[8 empty] | #N/A | #N/A | #N/A | FALSE | #N/A | #N/A | #N/A | #N/A | #N/A | #N/A | #N/A | #N/A | #N/A | #N/A
[8 empty] | #N/A | #N/A | #N/A | FALSE | #N/A | #N/A | #N/A | #N/A | #N/A | #N/A | #N/A | #N/A | #N/A | #N/A
[8 empty] | #N/A | #N/A | #N/A | FALSE | #N/A | #N/A | #N/A | #N/A | #N/A | #N/A | #N/A | #N/A | #N/A | #N/A
[8 empty] | #N/A | #N/A | #N/A | FALSE | #N/A | #N/A | #N/A | #N/A | #N/A | #N/A | #N/A | #N/A | #N/A | #N/A
[8 empty] | #N/A | #N/A | #N/A | FALSE | #N/A | #N/A | #N/A | #N/A | #N/A | #N/A | #N/A | #N/A | #N/A | #N/A
[8 empty] | #N/A | #N/A | #N/A | FALSE | #N/A | #N/A | #N/A | #N/A | #N/A | #N/A | #N/A | #N/A | #N/A | #N/A
[8 empty] | #N/A | #N/A | #N/A | FALSE | #N/A | #N/A | #N/A | #N/A | #N/A | #N/A | #N/A | #N/A | #N/A | #N/A
[8 empty] | #N/A | #N/A | #N/A | FALSE | #N/A | #N/A | #N/A | #N/A | #N/A | #N/A | #N/A | #N/A | #N/A | #N/A
[8 empty] | #N/A | #N/A | #N/A | FALSE | #N/A | #N/A | #N/A | #N/A | #N/A | #N/A | #N/A | #N/A | #N/A | #N/A
[8 empty] | #N/A | #N/A | #N/A | FALSE | #N/A | #N/A | #N/A | #N/A | #N/A | #N/A | #N/A | #N/A | #N/A | #N/A
[8 empty] | #N/A | #N/A | #N/A | FALSE | #N/A | #N/A | #N/A | #N/A | #N/A | #N/A | #N/A | #N/A | #N/A | #N/A
[8 empty] | #N/A | #N/A | #N/A | FALSE | #N/A | #N/A | #N/A | #N/A | #N/A | #N/A | #N/A | #N/A | #N/A | #N/A
[8 empty] | #N/A | #N/A | #N/A | FALSE | #N/A | #N/A | #N/A | #N/A | #N/A | #N/A | #N/A | #N/A | #N/A | #N/A
[8 empty] | #N/A | #N/A | #N/A | FALSE | #N/A | #N/A | #N/A | #N/A | #N/A | #N/A | #N/A | #N/A | #N/A | #N/A
[8 empty] | #N/A | #N/A | #N/A | FALSE | #N/A | #N/A | #N/A | #N/A | #N/A | #N/A | #N/A | #N/A | #N/A | #N/A
[8 empty] | #N/A | #N/A | #N/A | FALSE | #N/A | #N/A | #N/A | #N/A | #N/A | #N/A | #N/A | #N/A | #N/A | #N/A
[8 empty] | #N/A | #N/A | #N/A | FALSE | #N/A | #N/A | #N/A | #N/A | #N/A | #N/A | #N/A | #N/A | #N/A | #N/A
[8 empty] | #N/A | #N/A | #N/A | FALSE | #N/A | #N/A | #N/A | #N/A | #N/A | #N/A | #N/A | #N/A | #N/A | #N/A
[8 empty] | #N/A | #N/A | #N/A | FALSE | #N/A | #N/A | #N/A | #N/A | #N/A | #N/A | #N/A | #N/A | #N/A | #N/A
[8 empty] | #N/A | #N/A | #N/A | FALSE | #N/A | #N/A | #N/A | #N/A | #N/A | #N/A | #N/A | #N/A | #N/A | #N/A
[8 empty] | #N/A | #N/A | #N/A | FALSE | #N/A | #N/A | #N/A | #N/A | #N/A | #N/A | #N/A | #N/A | #N/A | #N/A
[8 empty] | #N/A | #N/A | #N/A | FALSE | #N/A | #N/A | #N/A | #N/A | #N/A | #N/A | #N/A | #N/A | #N/A | #N/A
[8 empty] | #N/A | #N/A | #N/A | FALSE | #N/A | #N/A | #N/A | #N/A | #N/A | #N/A | #N/A | #N/A | #N/A | #N/A
[8 empty] | #N/A | #N/A | #N/A | FALSE | #N/A | #N/A | #N/A | #N/A | #N/A | #N/A | #N/A | #N/A | #N/A | #N/A
[8 empty] | #N/A | #N/A | #N/A | FALSE | #N/A | #N/A | #N/A | #N/A | #N/A | #N/A | #N/A | #N/A | #N/A | #N/A
[8 empty] | #N/A | #N/A | #N/A | FALSE | #N/A | #N/A | #N/A | #N/A | #N/A | #N/A | #N/A | #N/A | #N/A | #N/A
[8 empty] | #N/A | #N/A | #N/A | FALSE | #N/A | #N/A | #N/A | #N/A | #N/A | #N/A | #N/A | #N/A | #N/A | #N/A
[8 empty] | #N/A | #N/A | #N/A | FALSE | #N/A | #N/A | #N/A | #N/A | #N/A | #N/A | #N/A | #N/A | #N/A | #N/A
[8 empty] | #N/A | #N/A | #N/A | FALSE | #N/A | #N/A | #N/A | #N/A | #N/A | #N/A | #N/A | #N/A | #N/A | #N/A
[8 empty] | #N/A | #N/A | #N/A | FALSE | #N/A | #N/A | #N/A | #N/A | #N/A | #N/A | #N/A | #N/A | #N/A | #N/A
[8 empty] | #N/A | #N/A | #N/A | FALSE | #N/A | #N/A | #N/A | #N/A | #N/A | #N/A | #N/A | #N/A | #N/A | #N/A
[8 empty] | #N/A | #N/A | #N/A | FALSE | #N/A | #N/A | #N/A | #N/A | #N/A | #N/A | #N/A | #N/A | #N/A | #N/A
[8 empty] | #N/A | #N/A | #N/A | FALSE | #N/A | #N/A | #N/A | #N/A | #N/A | #N/A | #N/A | #N/A | #N/A | #N/A
[8 empty] | #N/A | #N/A | #N/A | FALSE | #N/A | #N/A | #N/A | #N/A | #N/A | #N/A | #N/A | #N/A | #N/A | #N/A
[8 empty] | #N/A | #N/A | #N/A | FALSE | #N/A | #N/A | #N/A | #N/A | #N/A | #N/A | #N/A | #N/A | #N/A | #N/A
[8 empty] | #N/A | #N/A | #N/A | FALSE | #N/A | #N/A | #N/A | #N/A | #N/A | #N/A | #N/A | #N/A | #N/A | #N/A
[8 empty] | #N/A | #N/A | #N/A | FALSE | #N/A | #N/A | #N/A | #N/A | #N/A | #N/A | #N/A | #N/A | #N/A | #N/A
[8 empty] | #N/A | #N/A | #N/A | FALSE | #N/A | #N/A | #N/A | #N/A | #N/A | #N/A | #N/A | #N/A | #N/A | #N/A
[8 empty] | #N/A | #N/A | #N/A | FALSE | #N/A | #N/A | #N/A | #N/A | #N/A | #N/A | #N/A | #N/A | #N/A | #N/A
[8 empty] | #N/A | #N/A | #N/A | FALSE | #N/A | #N/A | #N/A | #N/A | #N/A | #N/A | #N/A | #N/A | #N/A | #N/A
[8 empty] | #N/A | #N/A | #N/A | FALSE | #N/A | #N/A | #N/A | #N/A | #N/A | #N/A | #N/A | #N/A | #N/A | #N/A
[8 empty] | #N/A | #N/A | #N/A | FALSE | #N/A | #N/A | #N/A | #N/A | #N/A | #N/A | #N/A | #N/A | #N/A | #N/A
[8 empty] | #N/A | #N/A | #N/A | FALSE | #N/A | #N/A | #N/A | #N/A | #N/A | #N/A | #N/A | #N/A | #N/A | #N/A
[8 empty] | #N/A | #N/A | #N/A | FALSE | #N/A | #N/A | #N/A | #N/A | #N/A | #N/A | #N/A | #N/A | #N/A | #N/A
[8 empty] | #N/A | #N/A | #N/A | FALSE | #N/A | #N/A | #N/A | #N/A | #N/A | #N/A | #N/A | #N/A | #N/A | #N/A
[8 empty] | #N/A | #N/A | #N/A | FALSE | #N/A | #N/A | #N/A | #N/A | #N/A | #N/A | #N/A | #N/A | #N/A | #N/A
[8 empty] | #N/A | #N/A | #N/A | FALSE | #N/A | #N/A | #N/A | #N/A | #N/A | #N/A | #N/A | #N/A | #N/A | #N/A
[8 empty] | #N/A | #N/A | #N/A | FALSE | #N/A | #N/A | #N/A | #N/A | #N/A | #N/A | #N/A | #N/A | #N/A | #N/A
[8 empty] | #N/A | #N/A | #N/A | FALSE | #N/A | #N/A | #N/A | #N/A | #N/A | #N/A | #N/A | #N/A | #N/A | #N/A
[8 empty] | #N/A | #N/A | #N/A | FALSE | #N/A | #N/A | #N/A | #N/A | #N/A | #N/A | #N/A | #N/A | #N/A | #N/A
[8 empty] | #N/A | #N/A | #N/A | FALSE | #N/A | #N/A | #N/A | #N/A | #N/A | #N/A | #N/A | #N/A | #N/A | #N/A
[8 empty] | #N/A | #N/A | #N/A | FALSE | #N/A | #N/A | #N/A | #N/A | #N/A | #N/A | #N/A | #N/A | #N/A | #N/A
[8 empty] | #N/A | #N/A | #N/A | FALSE | #N/A | #N/A | #N/A | #N/A | #N/A | #N/A | #N/A | #N/A | #N/A | #N/A
[8 empty] | #N/A | #N/A | #N/A | FALSE | #N/A | #N/A | #N/A | #N/A | #N/A | #N/A | #N/A | #N/A | #N/A | #N/A
[8 empty] | #N/A | #N/A | #N/A | FALSE | #N/A | #N/A | #N/A | #N/A | #N/A | #N/A | #N/A | #N/A | #N/A | #N/A
[8 empty] | #N/A | #N/A | #N/A | FALSE | #N/A | #N/A | #N/A | #N/A | #N/A | #N/A | #N/A | #N/A | #N/A | #N/A
[8 empty] | #N/A | #N/A | #N/A | FALSE | #N/A | #N/A | #N/A | #N/A | #N/A | #N/A | #N/A | #N/A | #N/A | #N/A
[8 empty] | #N/A | #N/A | #N/A | FALSE | #N/A | #N/A | #N/A | #N/A | #N/A | #N/A | #N/A | #N/A | #N/A | #N/A
[8 empty] | #N/A | #N/A | #N/A | FALSE | #N/A | #N/A | #N/A | #N/A | #N/A | #N/A | #N/A | #N/A | #N/A | #N/A
[8 empty] | #N/A | #N/A | #N/A | FALSE | #N/A | #N/A | #N/A | #N/A | #N/A | #N/A | #N/A | #N/A | #N/A | #N/A
[8 empty] | #N/A | #N/A | #N/A | FALSE | #N/A | #N/A | #N/A | #N/A | #N/A | #N/A | #N/A | #N/A | #N/A | #N/A
[8 empty] | #N/A | #N/A | #N/A | FALSE | #N/A | #N/A | #N/A | #N/A | #N/A | #N/A | #N/A | #N/A | #N/A | #N/A
[8 empty] | #N/A | #N/A | #N/A | FALSE | #N/A | #N/A | #N/A | #N/A | #N/A | #N/A | #N/A | #N/A | #N/A | #N/A
[8 empty] | #N/A | #N/A | #N/A | FALSE | #N/A | #N/A | #N/A | #N/A | #N/A | #N/A | #N/A | #N/A | #N/A | #N/A
[8 empty] | #N/A | #N/A | #N/A | FALSE | #N/A | #N/A | #N/A | #N/A | #N/A | #N/A | #N/A | #N/A | #N/A | #N/A
[8 empty] | #N/A | #N/A | #N/A | FALSE | #N/A | #N/A | #N/A | #N/A | #N/A | #N/A | #N/A | #N/A | #N/A | #N/A
[8 empty] | #N/A | #N/A | #N/A | FALSE | #N/A | #N/A | #N/A | #N/A | #N/A | #N/A | #N/A | #N/A | #N/A | #N/A
[8 empty] | #N/A | #N/A | #N/A | FALSE | #N/A | #N/A | #N/A | #N/A | #N/A | #N/A | #N/A | #N/A | #N/A | #N/A
[8 empty] | #N/A | #N/A | #N/A | FALSE | #N/A | #N/A | #N/A | #N/A | #N/A | #N/A | #N/A | #N/A | #N/A | #N/A
[8 empty] | #N/A | #N/A | #N/A | FALSE | #N/A | #N/A | #N/A | #N/A | #N/A | #N/A | #N/A | #N/A | #N/A | #N/A
[8 empty] | #N/A | #N/A | #N/A | FALSE | #N/A | #N/A | #N/A | #N/A | #N/A | #N/A | #N/A | #N/A | #N/A | #N/A
[8 empty] | #N/A | #N/A | #N/A | FALSE | #N/A | #N/A | #N/A | #N/A | #N/A | #N/A | #N/A | #N/A | #N/A | #N/A
[8 empty] | #N/A | #N/A | #N/A | FALSE | #N/A | #N/A | #N/A | #N/A | #N/A | #N/A | #N/A | #N/A | #N/A | #N/A
[8 empty] | #N/A | #N/A | #N/A | FALSE | #N/A | #N/A | #N/A | #N/A | #N/A | #N/A | #N/A | #N/A | #N/A | #N/A
[8 empty] | #N/A | #N/A | #N/A | FALSE | #N/A | #N/A | #N/A | #N/A | #N/A | #N/A | #N/A | #N/A | #N/A | #N/A
[8 empty] | #N/A | #N/A | #N/A | FALSE | #N/A | #N/A | #N/A | #N/A | #N/A | #N/A | #N/A | #N/A | #N/A | #N/A
[8 empty] | #N/A | #N/A | #N/A | FALSE | #N/A | #N/A | #N/A | #N/A | #N/A | #N/A | #N/A | #N/A | #N/A | #N/A
[8 empty] | #N/A | #N/A | #N/A | FALSE | #N/A | #N/A | #N/A | #N/A | #N/A | #N/A | #N/A | #N/A | #N/A | #N/A
[8 empty] | #N/A | #N/A | #N/A | FALSE | #N/A | #N/A | #N/A | #N/A | #N/A | #N/A | #N/A | #N/A | #N/A | #N/A
[8 empty] | #N/A | #N/A | #N/A | FALSE | #N/A | #N/A | #N/A | #N/A | #N/A | #N/A | #N/A | #N/A | #N/A | #N/A
[8 empty] | #N/A | #N/A | #N/A | FALSE | #N/A | #N/A | #N/A | #N/A | #N/A | #N/A | #N/A | #N/A | #N/A | #N/A
[8 empty] | #N/A | #N/A | #N/A | FALSE | #N/A | #N/A | #N/A | #N/A | #N/A | #N/A | #N/A | #N/A | #N/A | #N/A
[8 empty] | #N/A | #N/A | #N/A | FALSE | #N/A | #N/A | #N/A | #N/A | #N/A | #N/A | #N/A | #N/A | #N/A | #N/A
[8 empty] | #N/A | #N/A | #N/A | FALSE | #N/A | #N/A | #N/A | #N/A | #N/A | #N/A | #N/A | #N/A | #N/A | #N/A
[8 empty] | #N/A | #N/A | #N/A | FALSE | #N/A | #N/A | #N/A | #N/A | #N/A | #N/A | #N/A | #N/A | #N/A | #N/A
[8 empty] | #N/A | #N/A | #N/A | FALSE | #N/A | #N/A | #N/A | #N/A | #N/A | #N/A | #N/A | #N/A | #N/A | #N/A
[8 empty] | #N/A | #N/A | #N/A | FALSE | #N/A | #N/A | #N/A | #N/A | #N/A | #N/A | #N/A | #N/A | #N/A | #N/A
[8 empty] | #N/A | #N/A | #N/A | FALSE | #N/A | #N/A | #N/A | #N/A | #N/A | #N/A | #N/A | #N/A | #N/A | #N/A
[8 empty] | #N/A | #N/A | #N/A | FALSE | #N/A | #N/A | #N/A | #N/A | #N/A | #N/A | #N/A | #N/A | #N/A | #N/A
[8 empty] | #N/A | #N/A | #N/A | FALSE | #N/A | #N/A | #N/A | #N/A | #N/A | #N/A | #N/A | #N/A | #N/A | #N/A
[8 empty] | #N/A | #N/A | #N/A | FALSE | #N/A | #N/A | #N/A | #N/A | #N/A | #N/A | #N/A | #N/A | #N/A | #N/A
[8 empty] | #N/A | #N/A | #N/A | FALSE | #N/A | #N/A | #N/A | #N/A | #N/A | #N/A | #N/A | #N/A | #N/A | #N/A
[8 empty] | #N/A | #N/A | #N/A | FALSE | #N/A | #N/A | #N/A | #N/A | #N/A | #N/A | #N/A | #N/A | #N/A | #N/A
[8 empty] | #N/A | #N/A | #N/A | FALSE | #N/A | #N/A | #N/A | #N/A | #N/A | #N/A | #N/A | #N/A | #N/A | #N/A
[8 empty] | #N/A | #N/A | #N/A | FALSE | #N/A | #N/A | #N/A | #N/A | #N/A | #N/A | #N/A | #N/A | #N/A | #N/A
[8 empty] | #N/A | #N/A | #N/A | FALSE | #N/A | #N/A | #N/A | #N/A | #N/A | #N/A | #N/A | #N/A | #N/A | #N/A
[8 empty] | #N/A | #N/A | #N/A | FALSE | #N/A | #N/A | #N/A | #N/A | #N/A | #N/A | #N/A | #N/A | #N/A | #N/A
[8 empty] | #N/A | #N/A | #N/A | FALSE | #N/A | #N/A | #N/A | #N/A | #N/A | #N/A | #N/A | #N/A | #N/A | #N/A
[8 empty] | #N/A | #N/A | #N/A | FALSE | #N/A | #N/A | #N/A | #N/A | #N/A | #N/A | #N/A | #N/A | #N/A | #N/A
[8 empty] | #N/A | #N/A | #N/A | FALSE | #N/A | #N/A | #N/A | #N/A | #N/A | #N/A | #N/A | #N/A | #N/A | #N/A
[8 empty] | #N/A | #N/A | #N/A | FALSE | #N/A | #N/A | #N/A | #N/A | #N/A | #N/A | #N/A | #N/A | #N/A | #N/A
[8 empty] | #N/A | #N/A | #N/A | FALSE | #N/A | #N/A | #N/A | #N/A | #N/A | #N/A | #N/A | #N/A | #N/A | #N/A
[8 empty] | #N/A | #N/A | #N/A | FALSE | #N/A | #N/A | #N/A | #N/A | #N/A | #N/A | #N/A | #N/A | #N/A | #N/A
[8 empty] | #N/A | #N/A | #N/A | FALSE | #N/A | #N/A | #N/A | #N/A | #N/A | #N/A | #N/A | #N/A | #N/A | #N/A
[8 empty] | #N/A | #N/A | #N/A | FALSE | #N/A | #N/A | #N/A | #N/A | #N/A | #N/A | #N/A | #N/A | #N/A | #N/A
[8 empty] | #N/A | #N/A | #N/A | FALSE | #N/A | #N/A | #N/A | #N/A | #N/A | #N/A | #N/A | #N/A | #N/A | #N/A
[8 empty] | #N/A | #N/A | #N/A | FALSE | #N/A | #N/A | #N/A | #N/A | #N/A | #N/A | #N/A | #N/A | #N/A | #N/A
[8 empty] | #N/A | #N/A | #N/A | FALSE | #N/A | #N/A | #N/A | #N/A | #N/A | #N/A | #N/A | #N/A | #N/A | #N/A
[8 empty] | #N/A | #N/A | #N/A | FALSE | #N/A | #N/A | #N/A | #N/A | #N/A | #N/A | #N/A | #N/A | #N/A | #N/A
[8 empty] | #N/A | #N/A | #N/A | FALSE | #N/A | #N/A | #N/A | #N/A | #N/A | #N/A | #N/A | #N/A | #N/A | #N/A
[8 empty] | #N/A | #N/A | #N/A | FALSE | #N/A | #N/A | #N/A | #N/A | #N/A | #N/A | #N/A | #N/A | #N/A | #N/A
[8 empty] | #N/A | #N/A | #N/A | FALSE | #N/A | #N/A | #N/A | #N/A | #N/A | #N/A | #N/A | #N/A | #N/A | #N/A
[8 empty] | #N/A | #N/A | #N/A | FALSE | #N/A | #N/A | #N/A | #N/A | #N/A | #N/A | #N/A | #N/A | #N/A | #N/A
[8 empty] | #N/A | #N/A | #N/A | FALSE | #N/A | #N/A | #N/A | #N/A | #N/A | #N/A | #N/A | #N/A | #N/A | #N/A
[8 empty] | #N/A | #N/A | #N/A | FALSE | #N/A | #N/A | #N/A | #N/A | #N/A | #N/A | #N/A | #N/A | #N/A | #N/A
[8 empty] | #N/A | #N/A | #N/A | FALSE | #N/A | #N/A | #N/A | #N/A | #N/A | #N/A | #N/A | #N/A | #N/A | #N/A
[8 empty] | #N/A | #N/A | #N/A | FALSE | #N/A | #N/A | #N/A | #N/A | #N/A | #N/A | #N/A | #N/A | #N/A | #N/A
[8 empty] | #N/A | #N/A | #N/A | FALSE | #N/A | #N/A | #N/A | #N/A | #N/A | #N/A | #N/A | #N/A | #N/A | #N/A
[8 empty] | #N/A | #N/A | #N/A | FALSE | #N/A | #N/A | #N/A | #N/A | #N/A | #N/A | #N/A | #N/A | #N/A | #N/A
[8 empty] | #N/A | #N/A | #N/A | FALSE | #N/A | #N/A | #N/A | #N/A | #N/A | #N/A | #N/A | #N/A | #N/A | #N/A
[8 empty] | #N/A | #N/A | #N/A | FALSE | #N/A | #N/A | #N/A | #N/A | #N/A | #N/A | #N/A | #N/A | #N/A | #N/A
[8 empty] | #N/A | #N/A | #N/A | FALSE | #N/A | #N/A | #N/A | #N/A | #N/A | #N/A | #N/A | #N/A | #N/A | #N/A
[8 empty] | #N/A | #N/A | #N/A | FALSE | #N/A | #N/A | #N/A | #N/A | #N/A | #N/A | #N/A | #N/A | #N/A | #N/A
[8 empty] | #N/A | #N/A | #N/A | FALSE | #N/A | #N/A | #N/A | #N/A | #N/A | #N/A | #N/A | #N/A | #N/A | #N/A
[8 empty] | #N/A | #N/A | #N/A | FALSE | #N/A | #N/A | #N/A | #N/A | #N/A | #N/A | #N/A | #N/A | #N/A | #N/A
[8 empty] | #N/A | #N/A | #N/A | FALSE | #N/A | #N/A | #N/A | #N/A | #N/A | #N/A | #N/A | #N/A | #N/A | #N/A
[8 empty] | #N/A | #N/A | #N/A | FALSE | #N/A | #N/A | #N/A | #N/A | #N/A | #N/A | #N/A | #N/A | #N/A | #N/A
[8 empty] | #N/A | #N/A | #N/A | FALSE | #N/A | #N/A | #N/A | #N/A | #N/A | #N/A | #N/A | #N/A | #N/A | #N/A
[8 empty] | #N/A | #N/A | #N/A | FALSE | #N/A | #N/A | #N/A | #N/A | #N/A | #N/A | #N/A | #N/A | #N/A | #N/A
[8 empty] | #N/A | #N/A | #N/A | FALSE | #N/A | #N/A | #N/A | #N/A | #N/A | #N/A | #N/A | #N/A | #N/A | #N/A
[8 empty] | #N/A | #N/A | #N/A | FALSE | #N/A | #N/A | #N/A | #N/A | #N/A | #N/A | #N/A | #N/A | #N/A | #N/A
[8 empty] | #N/A | #N/A | #N/A | FALSE | #N/A | #N/A | #N/A | #N/A | #N/A | #N/A | #N/A | #N/A | #N/A | #N/A
[8 empty] | #N/A | #N/A | #N/A | FALSE | #N/A | #N/A | #N/A | #N/A | #N/A | #N/A | #N/A | #N/A | #N/A | #N/A
[8 empty] | #N/A | #N/A | #N/A | FALSE | #N/A | #N/A | #N/A | #N/A | #N/A | #N/A | #N/A | #N/A | #N/A | #N/A
[8 empty] | #N/A | #N/A | #N/A | FALSE | #N/A | #N/A | #N/A | #N/A | #N/A | #N/A | #N/A | #N/A | #N/A | #N/A
[8 empty] | #N/A | #N/A | #N/A | FALSE | #N/A | #N/A | #N/A | #N/A | #N/A | #N/A | #N/A | #N/A | #N/A | #N/A
[8 empty] | #N/A | #N/A | #N/A | FALSE | #N/A | #N/A | #N/A | #N/A | #N/A | #N/A | #N/A | #N/A | #N/A | #N/A
[8 empty] | #N/A | #N/A | #N/A | FALSE | #N/A | #N/A | #N/A | #N/A | #N/A | #N/A | #N/A | #N/A | #N/A | #N/A
[8 empty] | #N/A | #N/A | #N/A | FALSE | #N/A | #N/A | #N/A | #N/A | #N/A | #N/A | #N/A | #N/A | #N/A | #N/A
[8 empty] | #N/A | #N/A | #N/A | FALSE | #N/A | #N/A | #N/A | #N/A | #N/A | #N/A | #N/A | #N/A | #N/A | #N/A
[8 empty] | #N/A | #N/A | #N/A | FALSE | #N/A | #N/A | #N/A | #N/A | #N/A | #N/A | #N/A | #N/A | #N/A | #N/A
[8 empty] | #N/A | #N/A | #N/A | FALSE | #N/A | #N/A | #N/A | #N/A | #N/A | #N/A | #N/A | #N/A | #N/A | #N/A
[8 empty] | #N/A | #N/A | #N/A | FALSE | #N/A | #N/A | #N/A | #N/A | #N/A | #N/A | #N/A | #N/A | #N/A | #N/A
[8 empty] | #N/A | #N/A | #N/A | FALSE | #N/A | #N/A | #N/A | #N/A | #N/A | #N/A | #N/A | #N/A | #N/A | #N/A
[8 empty] | #N/A | #N/A | #N/A | FALSE | #N/A | #N/A | #N/A | #N/A | #N/A | #N/A | #N/A | #N/A | #N/A | #N/A
[8 empty] | #N/A | #N/A | #N/A | FALSE | #N/A | #N/A | #N/A | #N/A | #N/A | #N/A | #N/A | #N/A | #N/A | #N/A
[8 empty] | #N/A | #N/A | #N/A | FALSE | #N/A | #N/A | #N/A | #N/A | #N/A | #N/A | #N/A | #N/A | #N/A | #N/A
[8 empty] | #N/A | #N/A | #N/A | FALSE | #N/A | #N/A | #N/A | #N/A | #N/A | #N/A | #N/A | #N/A | #N/A | #N/A
[8 empty] | #N/A | #N/A | #N/A | FALSE | #N/A | #N/A | #N/A | #N/A | #N/A | #N/A | #N/A | #N/A | #N/A | #N/A
[8 empty] | #N/A | #N/A | #N/A | FALSE | #N/A | #N/A | #N/A | #N/A | #N/A | #N/A | #N/A | #N/A | #N/A | #N/A
[8 empty] | #N/A | #N/A | #N/A | FALSE | #N/A | #N/A | #N/A | #N/A | #N/A | #N/A | #N/A | #N/A | #N/A | #N/A
[8 empty] | #N/A | #N/A | #N/A | FALSE | #N/A | #N/A | #N/A | #N/A | #N/A | #N/A | #N/A | #N/A | #N/A | #N/A
[8 empty] | #N/A | #N/A | #N/A | FALSE | #N/A | #N/A | #N/A | #N/A | #N/A | #N/A | #N/A | #N/A | #N/A | #N/A
[8 empty] | #N/A | #N/A | #N/A | FALSE | #N/A | #N/A | #N/A | #N/A | #N/A | #N/A | #N/A | #N/A | #N/A | #N/A
[8 empty] | #N/A | #N/A | #N/A | FALSE | #N/A | #N/A | #N/A | #N/A | #N/A | #N/A | #N/A | #N/A | #N/A | #N/A
[8 empty] | #N/A | #N/A | #N/A | FALSE | #N/A | #N/A | #N/A | #N/A | #N/A | #N/A | #N/A | #N/A | #N/A | #N/A
[8 empty] | #N/A | #N/A | #N/A | FALSE | #N/A | #N/A | #N/A | #N/A | #N/A | #N/A | #N/A | #N/A | #N/A | #N/A
[8 empty] | #N/A | #N/A | #N/A | FALSE | #N/A | #N/A | #N/A | #N/A | #N/A | #N/A | #N/A | #N/A | #N/A | #N/A
[8 empty] | #N/A | #N/A | #N/A | FALSE | #N/A | #N/A | #N/A | #N/A | #N/A | #N/A | #N/A | #N/A | #N/A | #N/A
[8 empty] | #N/A | #N/A | #N/A | FALSE | #N/A | #N/A | #N/A | #N/A | #N/A | #N/A | #N/A | #N/A | #N/A | #N/A
[8 empty] | #N/A | #N/A | #N/A | FALSE | #N/A | #N/A | #N/A | #N/A | #N/A | #N/A | #N/A | #N/A | #N/A | #N/A
[8 empty] | #N/A | #N/A | #N/A | FALSE | #N/A | #N/A | #N/A | #N/A | #N/A | #N/A | #N/A | #N/A | #N/A | #N/A
[8 empty] | #N/A | #N/A | #N/A | FALSE | #N/A | #N/A | #N/A | #N/A | #N/A | #N/A | #N/A | #N/A | #N/A | #N/A
[8 empty] | #N/A | #N/A | #N/A | FALSE | #N/A | #N/A | #N/A | #N/A | #N/A | #N/A | #N/A | #N/A | #N/A | #N/A
[8 empty] | #N/A | #N/A | #N/A | FALSE | #N/A | #N/A | #N/A | #N/A | #N/A | #N/A | #N/A | #N/A | #N/A | #N/A
[8 empty] | #N/A | #N/A | #N/A | FALSE | #N/A | #N/A | #N/A | #N/A | #N/A | #N/A | #N/A | #N/A | #N/A | #N/A
[8 empty] | #N/A | #N/A | #N/A | FALSE | #N/A | #N/A | #N/A | #N/A | #N/A | #N/A | #N/A | #N/A | #N/A | #N/A
[8 empty] | #N/A | #N/A | #N/A | FALSE | #N/A | #N/A | #N/A | #N/A | #N/A | #N/A | #N/A | #N/A | #N/A | #N/A
[8 empty] | #N/A | #N/A | #N/A | FALSE | #N/A | #N/A | #N/A | #N/A | #N/A | #N/A | #N/A | #N/A | #N/A | #N/A
[8 empty] | #N/A | #N/A | #N/A | FALSE | #N/A | #N/A | #N/A | #N/A | #N/A | #N/A | #N/A | #N/A | #N/A | #N/A
[8 empty] | #N/A | #N/A | #N/A | FALSE | #N/A | #N/A | #N/A | #N/A | #N/A | #N/A | #N/A | #N/A | #N/A | #N/A
[8 empty] | #N/A | #N/A | #N/A | FALSE | #N/A | #N/A | #N/A | #N/A | #N/A | #N/A | #N/A | #N/A | #N/A | #N/A
[8 empty] | #N/A | #N/A | #N/A | FALSE | #N/A | #N/A | #N/A | #N/A | #N/A | #N/A | #N/A | #N/A | #N/A | #N/A
[8 empty] | #N/A | #N/A | #N/A | FALSE | #N/A | #N/A | #N/A | #N/A | #N/A | #N/A | #N/A | #N/A | #N/A | #N/A
[8 empty] | #N/A | #N/A | #N/A | FALSE | #N/A | #N/A | #N/A | #N/A | #N/A | #N/A | #N/A | #N/A | #N/A | #N/A
[8 empty] | #N/A | #N/A | #N/A | FALSE | #N/A | #N/A | #N/A | #N/A | #N/A | #N/A | #N/A | #N/A | #N/A | #N/A
[8 empty] | #N/A | #N/A | #N/A | FALSE | #N/A | #N/A | #N/A | #N/A | #N/A | #N/A | #N/A | #N/A | #N/A | #N/A
[8 empty] | #N/A | #N/A | #N/A | FALSE | #N/A | #N/A | #N/A | #N/A | #N/A | #N/A | #N/A | #N/A | #N/A | #N/A
[8 empty] | #N/A | #N/A | #N/A | FALSE | #N/A | #N/A | #N/A | #N/A | #N/A | #N/A | #N/A | #N/A | #N/A | #N/A
[8 empty] | #N/A | #N/A | #N/A | FALSE | #N/A | #N/A | #N/A | #N/A | #N/A | #N/A | #N/A | #N/A | #N/A | #N/A
[8 empty] | #N/A | #N/A | #N/A | FALSE | #N/A | #N/A | #N/A | #N/A | #N/A | #N/A | #N/A | #N/A | #N/A | #N/A
[8 empty] | #N/A | #N/A | #N/A | FALSE | #N/A | #N/A | #N/A | #N/A | #N/A | #N/A | #N/A | #N/A | #N/A | #N/A
[8 empty] | #N/A | #N/A | #N/A | FALSE | #N/A | #N/A | #N/A | #N/A | #N/A | #N/A | #N/A | #N/A | #N/A | #N/A
[8 empty] | #N/A | #N/A | #N/A | FALSE | #N/A | #N/A | #N/A | #N/A | #N/A | #N/A | #N/A | #N/A | #N/A | #N/A
[8 empty] | #N/A | #N/A | #N/A | FALSE | #N/A | #N/A | #N/A | #N/A | #N/A | #N/A | #N/A | #N/A | #N/A | #N/A
[8 empty] | #N/A | #N/A | #N/A | FALSE | #N/A | #N/A | #N/A | #N/A | #N/A | #N/A | #N/A | #N/A | #N/A | #N/A
[8 empty] | #N/A | #N/A | #N/A | FALSE | #N/A | #N/A | #N/A | #N/A | #N/A | #N/A | #N/A | #N/A | #N/A | #N/A
[8 empty] | #N/A | #N/A | #N/A | FALSE | #N/A | #N/A | #N/A | #N/A | #N/A | #N/A | #N/A | #N/A | #N/A | #N/A
[8 empty] | #N/A | #N/A | #N/A | FALSE | #N/A | #N/A | #N/A | #N/A | #N/A | #N/A | #N/A | #N/A | #N/A | #N/A
[8 empty] | #N/A | #N/A | #N/A | FALSE | #N/A | #N/A | #N/A | #N/A | #N/A | #N/A | #N/A | #N/A | #N/A | #N/A
[8 empty] | #N/A | #N/A | #N/A | FALSE | #N/A | #N/A | #N/A | #N/A | #N/A | #N/A | #N/A | #N/A | #N/A | #N/A
[8 empty] | #N/A | #N/A | #N/A | FALSE | #N/A | #N/A | #N/A | #N/A | #N/A | #N/A | #N/A | #N/A | #N/A | #N/A
[8 empty] | #N/A | #N/A | #N/A | FALSE | #N/A | #N/A | #N/A | #N/A | #N/A | #N/A | #N/A | #N/A | #N/A | #N/A
[8 empty] | #N/A | #N/A | #N/A | FALSE | #N/A | #N/A | #N/A | #N/A | #N/A | #N/A | #N/A | #N/A | #N/A | #N/A
[8 empty] | #N/A | #N/A | #N/A | FALSE | #N/A | #N/A | #N/A | #N/A | #N/A | #N/A | #N/A | #N/A | #N/A | #N/A
[8 empty] | #N/A | #N/A | #N/A | FALSE | #N/A | #N/A | #N/A | #N/A | #N/A | #N/A | #N/A | #N/A | #N/A | #N/A
[8 empty] | #N/A | #N/A | #N/A | FALSE | #N/A | #N/A | #N/A | #N/A | #N/A | #N/A | #N/A | #N/A | #N/A | #N/A
[8 empty] | #N/A | #N/A | #N/A | FALSE | #N/A | #N/A | #N/A | #N/A | #N/A | #N/A | #N/A | #N/A | #N/A | #N/A
[8 empty] | #N/A | #N/A | #N/A | FALSE | #N/A | #N/A | #N/A | #N/A | #N/A | #N/A | #N/A | #N/A | #N/A | #N/A
[8 empty] | #N/A | #N/A | #N/A | FALSE | #N/A | #N/A | #N/A | #N/A | #N/A | #N/A | #N/A | #N/A | #N/A | #N/A
[8 empty] | #N/A | #N/A | #N/A | FALSE | #N/A | #N/A | #N/A | #N/A | #N/A | #N/A | #N/A | #N/A | #N/A | #N/A
[8 empty] | #N/A | #N/A | #N/A | FALSE | #N/A | #N/A | #N/A | #N/A | #N/A | #N/A | #N/A | #N/A | #N/A | #N/A
[8 empty] | #N/A | #N/A | #N/A | FALSE | #N/A | #N/A | #N/A | #N/A | #N/A | #N/A | #N/A | #N/A | #N/A | #N/A
[8 empty] | #N/A | #N/A | #N/A | FALSE | #N/A | #N/A | #N/A | #N/A | #N/A | #N/A | #N/A | #N/A | #N/A | #N/A
[8 empty] | #N/A | #N/A | #N/A | FALSE | #N/A | #N/A | #N/A | #N/A | #N/A | #N/A | #N/A | #N/A | #N/A | #N/A
[8 empty] | #N/A | #N/A | #N/A | FALSE | #N/A | #N/A | #N/A | #N/A | #N/A | #N/A | #N/A | #N/A | #N/A | #N/A
[8 empty] | #N/A | #N/A | #N/A | FALSE | #N/A | #N/A | #N/A | #N/A | #N/A | #N/A | #N/A | #N/A | #N/A | #N/A
[8 empty] | #N/A | #N/A | #N/A | FALSE | #N/A | #N/A | #N/A | #N/A | #N/A | #N/A | #N/A | #N/A | #N/A | #N/A
[8 empty] | #N/A | #N/A | #N/A | FALSE | #N/A | #N/A | #N/A | #N/A | #N/A | #N/A | #N/A | #N/A | #N/A | #N/A
[8 empty] | #N/A | #N/A | #N/A | FALSE | #N/A | #N/A | #N/A | #N/A | #N/A | #N/A | #N/A | #N/A | #N/A | #N/A
[8 empty] | #N/A | #N/A | #N/A | FALSE | #N/A | #N/A | #N/A | #N/A | #N/A | #N/A | #N/A | #N/A | #N/A | #N/A
[8 empty] | #N/A | #N/A | #N/A | FALSE | #N/A | #N/A | #N/A | #N/A | #N/A | #N/A | #N/A | #N/A | #N/A | #N/A
[8 empty] | #N/A | #N/A | #N/A | FALSE | #N/A | #N/A | #N/A | #N/A | #N/A | #N/A | #N/A | #N/A | #N/A | #N/A
[8 empty] | #N/A | #N/A | #N/A | FALSE | #N/A | #N/A | #N/A | #N/A | #N/A | #N/A | #N/A | #N/A | #N/A | #N/A
[8 empty] | #N/A | #N/A | #N/A | FALSE | #N/A | #N/A | #N/A | #N/A | #N/A | #N/A | #N/A | #N/A | #N/A | #N/A
[8 empty] | #N/A | #N/A | #N/A | FALSE | #N/A | #N/A | #N/A | #N/A | #N/A | #N/A | #N/A | #N/A | #N/A | #N/A
[8 empty] | #N/A | #N/A | #N/A | FALSE | #N/A | #N/A | #N/A | #N/A | #N/A | #N/A | #N/A | #N/A | #N/A | #N/A
[8 empty] | #N/A | #N/A | #N/A | FALSE | #N/A | #N/A | #N/A | #N/A | #N/A | #N/A | #N/A | #N/A | #N/A | #N/A
[8 empty] | #N/A | #N/A | #N/A | FALSE | #N/A | #N/A | #N/A | #N/A | #N/A | #N/A | #N/A | #N/A | #N/A | #N/A
[8 empty] | #N/A | #N/A | #N/A | FALSE | #N/A | #N/A | #N/A | #N/A | #N/A | #N/A | #N/A | #N/A | #N/A | #N/A
[8 empty] | #N/A | #N/A | #N/A | FALSE | #N/A | #N/A | #N/A | #N/A | #N/A | #N/A | #N/A | #N/A | #N/A | #N/A
[8 empty] | #N/A | #N/A | #N/A | FALSE | #N/A | #N/A | #N/A | #N/A | #N/A | #N/A | #N/A | #N/A | #N/A | #N/A
[8 empty] | #N/A | #N/A | #N/A | FALSE | #N/A | #N/A | #N/A | #N/A | #N/A | #N/A | #N/A | #N/A | #N/A | #N/A
[8 empty] | #N/A | #N/A | #N/A | FALSE | #N/A | #N/A | #N/A | #N/A | #N/A | #N/A | #N/A | #N/A | #N/A | #N/A
[8 empty] | #N/A | #N/A | #N/A | FALSE | #N/A | #N/A | #N/A | #N/A | #N/A | #N/A | #N/A | #N/A | #N/A | #N/A
[8 empty] | #N/A | #N/A | #N/A | FALSE | #N/A | #N/A | #N/A | #N/A | #N/A | #N/A | #N/A | #N/A | #N/A | #N/A
[8 empty] | #N/A | #N/A | #N/A | FALSE | #N/A | #N/A | #N/A | #N/A | #N/A | #N/A | #N/A | #N/A | #N/A | #N/A
[8 empty] | #N/A | #N/A | #N/A | FALSE | #N/A | #N/A | #N/A | #N/A | #N/A | #N/A | #N/A | #N/A | #N/A | #N/A
[8 empty] | #N/A | #N/A | #N/A | FALSE | #N/A | #N/A | #N/A | #N/A | #N/A | #N/A | #N/A | #N/A | #N/A | #N/A
[8 empty] | #N/A | #N/A | #N/A | FALSE | #N/A | #N/A | #N/A | #N/A | #N/A | #N/A | #N/A | #N/A | #N/A | #N/A
[8 empty] | #N/A | #N/A | #N/A | FALSE | #N/A | #N/A | #N/A | #N/A | #N/A | #N/A | #N/A | #N/A | #N/A | #N/A
[8 empty] | #N/A | #N/A | #N/A | FALSE | #N/A | #N/A | #N/A | #N/A | #N/A | #N/A | #N/A | #N/A | #N/A | #N/A
[8 empty] | #N/A | #N/A | #N/A | FALSE | #N/A | #N/A | #N/A | #N/A | #N/A | #N/A | #N/A | #N/A | #N/A | #N/A
[8 empty] | #N/A | #N/A | #N/A | FALSE | #N/A | #N/A | #N/A | #N/A | #N/A | #N/A | #N/A | #N/A | #N/A | #N/A
[8 empty] | #N/A | #N/A | #N/A | FALSE | #N/A | #N/A | #N/A | #N/A | #N/A | #N/A | #N/A | #N/A | #N/A | #N/A
[8 empty] | #N/A | #N/A | #N/A | FALSE | #N/A | #N/A | #N/A | #N/A | #N/A | #N/A | #N/A | #N/A | #N/A | #N/A
[8 empty] | #N/A | #N/A | #N/A | FALSE | #N/A | #N/A | #N/A | #N/A | #N/A | #N/A | #N/A | #N/A | #N/A | #N/A
[8 empty] | #N/A | #N/A | #N/A | FALSE | #N/A | #N/A | #N/A | #N/A | #N/A | #N/A | #N/A | #N/A | #N/A | #N/A
[8 empty] | #N/A | #N/A | #N/A | FALSE | #N/A | #N/A | #N/A | #N/A | #N/A | #N/A | #N/A | #N/A | #N/A | #N/A
[8 empty] | #N/A | #N/A | #N/A | FALSE | #N/A | #N/A | #N/A | #N/A | #N/A | #N/A | #N/A | #N/A | #N/A | #N/A
[8 empty] | #N/A | #N/A | #N/A | FALSE | #N/A | #N/A | #N/A | #N/A | #N/A | #N/A | #N/A | #N/A | #N/A | #N/A
[8 empty] | #N/A | #N/A | #N/A | FALSE | #N/A | #N/A | #N/A | #N/A | #N/A | #N/A | #N/A | #N/A | #N/A | #N/A
[8 empty] | #N/A | #N/A | #N/A | FALSE | #N/A | #N/A | #N/A | #N/A | #N/A | #N/A | #N/A | #N/A | #N/A | #N/A
[8 empty] | #N/A | #N/A | #N/A | FALSE | #N/A | #N/A | #N/A | #N/A | #N/A | #N/A | #N/A | #N/A | #N/A | #N/A
[8 empty] | #N/A | #N/A | #N/A | FALSE | #N/A | #N/A | #N/A | #N/A | #N/A | #N/A | #N/A | #N/A | #N/A | #N/A
[8 empty] | #N/A | #N/A | #N/A | FALSE | #N/A | #N/A | #N/A | #N/A | #N/A | #N/A | #N/A | #N/A | #N/A | #N/A
[8 empty] | #N/A | #N/A | #N/A | FALSE | #N/A | #N/A | #N/A | #N/A | #N/A | #N/A | #N/A | #N/A | #N/A | #N/A
[8 empty] | #N/A | #N/A | #N/A | FALSE | #N/A | #N/A | #N/A | #N/A | #N/A | #N/A | #N/A | #N/A | #N/A | #N/A
[8 empty] | #N/A | #N/A | #N/A | FALSE | #N/A | #N/A | #N/A | #N/A | #N/A | #N/A | #N/A | #N/A | #N/A | #N/A
[8 empty] | #N/A | #N/A | #N/A | FALSE | #N/A | #N/A | #N/A | #N/A | #N/A | #N/A | #N/A | #N/A | #N/A | #N/A
[8 empty] | #N/A | #N/A | #N/A | FALSE | #N/A | #N/A | #N/A | #N/A | #N/A | #N/A | #N/A | #N/A | #N/A | #N/A
[8 empty] | #N/A | #N/A | #N/A | FALSE | #N/A | #N/A | #N/A | #N/A | #N/A | #N/A | #N/A | #N/A | #N/A | #N/A
[8 empty] | #N/A | #N/A | #N/A | FALSE | #N/A | #N/A | #N/A | #N/A | #N/A | #N/A | #N/A | #N/A | #N/A | #N/A
[8 empty] | #N/A | #N/A | #N/A | FALSE | #N/A | #N/A | #N/A | #N/A | #N/A | #N/A | #N/A | #N/A | #N/A | #N/A
[8 empty] | #N/A | #N/A | #N/A | FALSE | #N/A | #N/A | #N/A | #N/A | #N/A | #N/A | #N/A | #N/A | #N/A | #N/A
[8 empty] | #N/A | #N/A | #N/A | FALSE | #N/A | #N/A | #N/A | #N/A | #N/A | #N/A | #N/A | #N/A | #N/A | #N/A
[8 empty] | #N/A | #N/A | #N/A | FALSE | #N/A | #N/A | #N/A | #N/A | #N/A | #N/A | #N/A | #N/A | #N/A | #N/A
[8 empty] | #N/A | #N/A | #N/A | FALSE | #N/A | #N/A | #N/A | #N/A | #N/A | #N/A | #N/A | #N/A | #N/A | #N/A
[8 empty] | #N/A | #N/A | #N/A | FALSE | #N/A | #N/A | #N/A | #N/A | #N/A | #N/A | #N/A | #N/A | #N/A | #N/A
[8 empty] | #N/A | #N/A | #N/A | FALSE | #N/A | #N/A | #N/A | #N/A | #N/A | #N/A | #N/A | #N/A | #N/A | #N/A
[8 empty] | #N/A | #N/A | #N/A | FALSE | #N/A | #N/A | #N/A | #N/A | #N/A | #N/A | #N/A | #N/A | #N/A | #N/A
[8 empty] | #N/A | #N/A | #N/A | FALSE | #N/A | #N/A | #N/A | #N/A | #N/A | #N/A | #N/A | #N/A | #N/A | #N/A
[8 empty] | #N/A | #N/A | #N/A | FALSE | #N/A | #N/A | #N/A | #N/A | #N/A | #N/A | #N/A | #N/A | #N/A | #N/A
[8 empty] | #N/A | #N/A | #N/A | FALSE | #N/A | #N/A | #N/A | #N/A | #N/A | #N/A | #N/A | #N/A | #N/A | #N/A
[8 empty] | #N/A | #N/A | #N/A | FALSE | #N/A | #N/A | #N/A | #N/A | #N/A | #N/A | #N/A | #N/A | #N/A | #N/A
[8 empty] | #N/A | #N/A | #N/A | FALSE | #N/A | #N/A | #N/A | #N/A | #N/A | #N/A | #N/A | #N/A | #N/A | #N/A
[8 empty] | #N/A | #N/A | #N/A | FALSE | #N/A | #N/A | #N/A | #N/A | #N/A | #N/A | #N/A | #N/A | #N/A | #N/A
[8 empty] | #N/A | #N/A | #N/A | FALSE | #N/A | #N/A | #N/A | #N/A | #N/A | #N/A | #N/A | #N/A | #N/A | #N/A
[8 empty] | #N/A | #N/A | #N/A | FALSE | #N/A | #N/A | #N/A | #N/A | #N/A | #N/A | #N/A | #N/A | #N/A | #N/A
[8 empty] | #N/A | #N/A | #N/A | FALSE | #N/A | #N/A | #N/A | #N/A | #N/A | #N/A | #N/A | #N/A | #N/A | #N/A
[8 empty] | #N/A | #N/A | #N/A | FALSE | #N/A | #N/A | #N/A | #N/A | #N/A | #N/A | #N/A | #N/A | #N/A | #N/A
[8 empty] | #N/A | #N/A | #N/A | FALSE | #N/A | #N/A | #N/A | #N/A | #N/A | #N/A | #N/A | #N/A | #N/A | #N/A
[8 empty] | #N/A | #N/A | #N/A | FALSE | #N/A | #N/A | #N/A | #N/A | #N/A | #N/A | #N/A | #N/A | #N/A | #N/A
[8 empty] | #N/A | #N/A | #N/A | FALSE | #N/A | #N/A | #N/A | #N/A | #N/A | #N/A | #N/A | #N/A | #N/A | #N/A
[8 empty] | #N/A | #N/A | #N/A | FALSE | #N/A | #N/A | #N/A | #N/A | #N/A | #N/A | #N/A | #N/A | #N/A | #N/A
[8 empty] | #N/A | #N/A | #N/A | FALSE | #N/A | #N/A | #N/A | #N/A | #N/A | #N/A | #N/A | #N/A | #N/A | #N/A
[8 empty] | #N/A | #N/A | #N/A | FALSE | #N/A | #N/A | #N/A | #N/A | #N/A | #N/A | #N/A | #N/A | #N/A | #N/A
[8 empty] | #N/A | #N/A | #N/A | FALSE | #N/A | #N/A | #N/A | #N/A | #N/A | #N/A | #N/A | #N/A | #N/A | #N/A
[8 empty] | #N/A | #N/A | #N/A | FALSE | #N/A | #N/A | #N/A | #N/A | #N/A | #N/A | #N/A | #N/A | #N/A | #N/A
[8 empty] | #N/A | #N/A | #N/A | FALSE | #N/A | #N/A | #N/A | #N/A | #N/A | #N/A | #N/A | #N/A | #N/A | #N/A
[8 empty] | #N/A | #N/A | #N/A | FALSE | #N/A | #N/A | #N/A | #N/A | #N/A | #N/A | #N/A | #N/A | #N/A | #N/A
[8 empty] | #N/A | #N/A | #N/A | FALSE | #N/A | #N/A | #N/A | #N/A | #N/A | #N/A | #N/A | #N/A | #N/A | #N/A
[8 empty] | #N/A | #N/A | #N/A | FALSE | #N/A | #N/A | #N/A | #N/A | #N/A | #N/A | #N/A | #N/A | #N/A | #N/A
[8 empty] | #N/A | #N/A | #N/A | FALSE | #N/A | #N/A | #N/A | #N/A | #N/A | #N/A | #N/A | #N/A | #N/A | #N/A
[8 empty] | #N/A | #N/A | #N/A | FALSE | #N/A | #N/A | #N/A | #N/A | #N/A | #N/A | #N/A | #N/A | #N/A | #N/A
[8 empty] | #N/A | #N/A | #N/A | FALSE | #N/A | #N/A | #N/A | #N/A | #N/A | #N/A | #N/A | #N/A | #N/A | #N/A
[8 empty] | #N/A | #N/A | #N/A | FALSE | #N/A | #N/A | #N/A | #N/A | #N/A | #N/A | #N/A | #N/A | #N/A | #N/A
[8 empty] | #N/A | #N/A | #N/A | FALSE | #N/A | #N/A | #N/A | #N/A | #N/A | #N/A | #N/A | #N/A | #N/A | #N/A
[8 empty] | #N/A | #N/A | #N/A | FALSE | #N/A | #N/A | #N/A | #N/A | #N/A | #N/A | #N/A | #N/A | #N/A | #N/A
[8 empty] | #N/A | #N/A | #N/A | FALSE | #N/A | #N/A | #N/A | #N/A | #N/A | #N/A | #N/A | #N/A | #N/A | #N/A
[8 empty] | #N/A | #N/A | #N/A | FALSE | #N/A | #N/A | #N/A | #N/A | #N/A | #N/A | #N/A | #N/A | #N/A | #N/A
[8 empty] | #N/A | #N/A | #N/A | FALSE | #N/A | #N/A | #N/A | #N/A | #N/A | #N/A | #N/A | #N/A | #N/A | #N/A
[8 empty] | #N/A | #N/A | #N/A | FALSE | #N/A | #N/A | #N/A | #N/A | #N/A | #N/A | #N/A | #N/A | #N/A | #N/A
[8 empty] | #N/A | #N/A | #N/A | FALSE | #N/A | #N/A | #N/A | #N/A | #N/A | #N/A | #N/A | #N/A | #N/A | #N/A
[8 empty] | #N/A | #N/A | #N/A | FALSE | #N/A | #N/A | #N/A | #N/A | #N/A | #N/A | #N/A | #N/A | #N/A | #N/A
[8 empty] | #N/A | #N/A | #N/A | FALSE | #N/A | #N/A | #N/A | #N/A | #N/A | #N/A | #N/A | #N/A | #N/A | #N/A
[8 empty] | #N/A | #N/A | #N/A | FALSE | #N/A | #N/A | #N/A | #N/A | #N/A | #N/A | #N/A | #N/A | #N/A | #N/A
[8 empty] | #N/A | #N/A | #N/A | FALSE | #N/A | #N/A | #N/A | #N/A | #N/A | #N/A | #N/A | #N/A | #N/A | #N/A
[8 empty] | #N/A | #N/A | #N/A | FALSE | #N/A | #N/A | #N/A | #N/A | #N/A | #N/A | #N/A | #N/A | #N/A | #N/A
[8 empty] | #N/A | #N/A | #N/A | FALSE | #N/A | #N/A | #N/A | #N/A | #N/A | #N/A | #N/A | #N/A | #N/A | #N/A
[8 empty] | #N/A | #N/A | #N/A | FALSE | #N/A | #N/A | #N/A | #N/A | #N/A | #N/A | #N/A | #N/A | #N/A | #N/A
[8 empty] | #N/A | #N/A | #N/A | FALSE | #N/A | #N/A | #N/A | #N/A | #N/A | #N/A | #N/A | #N/A | #N/A | #N/A
[8 empty] | #N/A | #N/A | #N/A | FALSE | #N/A | #N/A | #N/A | #N/A | #N/A | #N/A | #N/A | #N/A | #N/A | #N/A
[8 empty] | #N/A | #N/A | #N/A | FALSE | #N/A | #N/A | #N/A | #N/A | #N/A | #N/A | #N/A | #N/A | #N/A | #N/A
[8 empty] | #N/A | #N/A | #N/A | FALSE | #N/A | #N/A | #N/A | #N/A | #N/A | #N/A | #N/A | #N/A | #N/A | #N/A
[8 empty] | #N/A | #N/A | #N/A | FALSE | #N/A | #N/A | #N/A | #N/A | #N/A | #N/A | #N/A | #N/A | #N/A | #N/A
[8 empty] | #N/A | #N/A | #N/A | FALSE | #N/A | #N/A | #N/A | #N/A | #N/A | #N/A | #N/A | #N/A | #N/A | #N/A
[8 empty] | #N/A | #N/A | #N/A | FALSE | #N/A | #N/A | #N/A | #N/A | #N/A | #N/A | #N/A | #N/A | #N/A | #N/A
[8 empty] | #N/A | #N/A | #N/A | FALSE | #N/A | #N/A | #N/A | #N/A | #N/A | #N/A | #N/A | #N/A | #N/A | #N/A
[8 empty] | #N/A | #N/A | #N/A | FALSE | #N/A | #N/A | #N/A | #N/A | #N/A | #N/A | #N/A | #N/A | #N/A | #N/A
[8 empty] | #N/A | #N/A | #N/A | FALSE | #N/A | #N/A | #N/A | #N/A | #N/A | #N/A | #N/A | #N/A | #N/A | #N/A
[8 empty] | #N/A | #N/A | #N/A | FALSE | #N/A | #N/A | #N/A | #N/A | #N/A | #N/A | #N/A | #N/A | #N/A | #N/A
[8 empty] | #N/A | #N/A | #N/A | FALSE | #N/A | #N/A | #N/A | #N/A | #N/A | #N/A | #N/A | #N/A | #N/A | #N/A
[8 empty] | #N/A | #N/A | #N/A | FALSE | #N/A | #N/A | #N/A | #N/A | #N/A | #N/A | #N/A | #N/A | #N/A | #N/A
[8 empty] | #N/A | #N/A | #N/A | FALSE | #N/A | #N/A | #N/A | #N/A | #N/A | #N/A | #N/A | #N/A | #N/A | #N/A
[8 empty] | #N/A | #N/A | #N/A | FALSE | #N/A | #N/A | #N/A | #N/A | #N/A | #N/A | #N/A | #N/A | #N/A | #N/A
[8 empty] | #N/A | #N/A | #N/A | FALSE | #N/A | #N/A | #N/A | #N/A | #N/A | #N/A | #N/A | #N/A | #N/A | #N/A
[8 empty] | #N/A | #N/A | #N/A | FALSE | #N/A | #N/A | #N/A | #N/A | #N/A | #N/A | #N/A | #N/A | #N/A | #N/A
[8 empty] | #N/A | #N/A | #N/A | FALSE | #N/A | #N/A | #N/A | #N/A | #N/A | #N/A | #N/A | #N/A | #N/A | #N/A
[8 empty] | #N/A | #N/A | #N/A | FALSE | #N/A | #N/A | #N/A | #N/A | #N/A | #N/A | #N/A | #N/A | #N/A | #N/A
[8 empty] | #N/A | #N/A | #N/A | FALSE | #N/A | #N/A | #N/A | #N/A | #N/A | #N/A | #N/A | #N/A | #N/A | #N/A
[8 empty] | #N/A | #N/A | #N/A | FALSE | #N/A | #N/A | #N/A | #N/A | #N/A | #N/A | #N/A | #N/A | #N/A | #N/A
[8 empty] | #N/A | #N/A | #N/A | FALSE | #N/A | #N/A | #N/A | #N/A | #N/A | #N/A | #N/A | #N/A | #N/A | #N/A
[8 empty] | #N/A | #N/A | #N/A | FALSE | #N/A | #N/A | #N/A | #N/A | #N/A | #N/A | #N/A | #N/A | #N/A | #N/A
[8 empty] | #N/A | #N/A | #N/A | FALSE | #N/A | #N/A | #N/A | #N/A | #N/A | #N/A | #N/A | #N/A | #N/A | #N/A
[8 empty] | #N/A | #N/A | #N/A | FALSE | #N/A | #N/A | #N/A | #N/A | #N/A | #N/A | #N/A | #N/A | #N/A | #N/A
[8 empty] | #N/A | #N/A | #N/A | FALSE | #N/A | #N/A | #N/A | #N/A | #N/A | #N/A | #N/A | #N/A | #N/A | #N/A
[8 empty] | #N/A | #N/A | #N/A | FALSE | #N/A | #N/A | #N/A | #N/A | #N/A | #N/A | #N/A | #N/A | #N/A | #N/A
[8 empty] | #N/A | #N/A | #N/A | FALSE | #N/A | #N/A | #N/A | #N/A | #N/A | #N/A | #N/A | #N/A | #N/A | #N/A
[8 empty] | #N/A | #N/A | #N/A | FALSE | #N/A | #N/A | #N/A | #N/A | #N/A | #N/A | #N/A | #N/A | #N/A | #N/A
[8 empty] | #N/A | #N/A | #N/A | FALSE | #N/A | #N/A | #N/A | #N/A | #N/A | #N/A | #N/A | #N/A | #N/A | #N/A
[8 empty] | #N/A | #N/A | #N/A | FALSE | #N/A | #N/A | #N/A | #N/A | #N/A | #N/A | #N/A | #N/A | #N/A | #N/A
[8 empty] | #N/A | #N/A | #N/A | FALSE | #N/A | #N/A | #N/A | #N/A | #N/A | #N/A | #N/A | #N/A | #N/A | #N/A
[8 empty] | #N/A | #N/A | #N/A | FALSE | #N/A | #N/A | #N/A | #N/A | #N/A | #N/A | #N/A | #N/A | #N/A | #N/A
[8 empty] | #N/A | #N/A | #N/A | FALSE | #N/A | #N/A | #N/A | #N/A | #N/A | #N/A | #N/A | #N/A | #N/A | #N/A
[8 empty] | #N/A | #N/A | #N/A | FALSE | #N/A | #N/A | #N/A | #N/A | #N/A | #N/A | #N/A | #N/A | #N/A | #N/A
[8 empty] | #N/A | #N/A | #N/A | FALSE | #N/A | #N/A | #N/A | #N/A | #N/A | #N/A | #N/A | #N/A | #N/A | #N/A
[8 empty] | #N/A | #N/A | #N/A | FALSE | #N/A | #N/A | #N/A | #N/A | #N/A | #N/A | #N/A | #N/A | #N/A | #N/A
[8 empty] | #N/A | #N/A | #N/A | FALSE | #N/A | #N/A | #N/A | #N/A | #N/A | #N/A | #N/A | #N/A | #N/A | #N/A
[8 empty] | #N/A | #N/A | #N/A | FALSE | #N/A | #N/A | #N/A | #N/A | #N/A | #N/A | #N/A | #N/A | #N/A | #N/A
[8 empty] | #N/A | #N/A | #N/A | FALSE | #N/A | #N/A | #N/A | #N/A | #N/A | #N/A | #N/A | #N/A | #N/A | #N/A
[8 empty] | #N/A | #N/A | #N/A | FALSE | #N/A | #N/A | #N/A | #N/A | #N/A | #N/A | #N/A | #N/A | #N/A | #N/A
[8 empty] | #N/A | #N/A | #N/A | FALSE | #N/A | #N/A | #N/A | #N/A | #N/A | #N/A | #N/A | #N/A | #N/A | #N/A
[8 empty] | #N/A | #N/A | #N/A | FALSE | #N/A | #N/A | #N/A | #N/A | #N/A | #N/A | #N/A | #N/A | #N/A | #N/A
[8 empty] | #N/A | #N/A | #N/A | FALSE | #N/A | #N/A | #N/A | #N/A | #N/A | #N/A | #N/A | #N/A | #N/A | #N/A
[8 empty] | #N/A | #N/A | #N/A | FALSE | #N/A | #N/A | #N/A | #N/A | #N/A | #N/A | #N/A | #N/A | #N/A | #N/A
[8 empty] | #N/A | #N/A | #N/A | FALSE | #N/A | #N/A | #N/A | #N/A | #N/A | #N/A | #N/A | #N/A | #N/A | #N/A
[8 empty] | #N/A | #N/A | #N/A | FALSE | #N/A | #N/A | #N/A | #N/A | #N/A | #N/A | #N/A | #N/A | #N/A | #N/A
[8 empty] | #N/A | #N/A | #N/A | FALSE | #N/A | #N/A | #N/A | #N/A | #N/A | #N/A | #N/A | #N/A | #N/A | #N/A
[8 empty] | #N/A | #N/A | #N/A | FALSE | #N/A | #N/A | #N/A | #N/A | #N/A | #N/A | #N/A | #N/A | #N/A | #N/A
[8 empty] | #N/A | #N/A | #N/A | FALSE | #N/A | #N/A | #N/A | #N/A | #N/A | #N/A | #N/A | #N/A | #N/A | #N/A
[8 empty] | #N/A | #N/A | #N/A | FALSE | #N/A | #N/A | #N/A | #N/A | #N/A | #N/A | #N/A | #N/A | #N/A | #N/A
[8 empty] | #N/A | #N/A | #N/A | FALSE | #N/A | #N/A | #N/A | #N/A | #N/A | #N/A | #N/A | #N/A | #N/A | #N/A
[8 empty] | #N/A | #N/A | #N/A | FALSE | #N/A | #N/A | #N/A | #N/A | #N/A | #N/A | #N/A | #N/A | #N/A | #N/A
[8 empty] | #N/A | #N/A | #N/A | FALSE | #N/A | #N/A | #N/A | #N/A | #N/A | #N/A | #N/A | #N/A | #N/A | #N/A
[8 empty] | #N/A | #N/A | #N/A | FALSE | #N/A | #N/A | #N/A | #N/A | #N/A | #N/A | #N/A | #N/A | #N/A | #N/A
[8 empty] | #N/A | #N/A | #N/A | FALSE | #N/A | #N/A | #N/A | #N/A | #N/A | #N/A | #N/A | #N/A | #N/A | #N/A
[8 empty] | #N/A | #N/A | #N/A | FALSE | #N/A | #N/A | #N/A | #N/A | #N/A | #N/A | #N/A | #N/A | #N/A | #N/A
[8 empty] | #N/A | #N/A | #N/A | FALSE | #N/A | #N/A | #N/A | #N/A | #N/A | #N/A | #N/A | #N/A | #N/A | #N/A
[8 empty] | #N/A | #N/A | #N/A | FALSE | #N/A | #N/A | #N/A | #N/A | #N/A | #N/A | #N/A | #N/A | #N/A | #N/A
[8 empty] | #N/A | #N/A | #N/A | FALSE | #N/A | #N/A | #N/A | #N/A | #N/A | #N/A | #N/A | #N/A | #N/A | #N/A
[8 empty] | #N/A | #N/A | #N/A | FALSE | #N/A | #N/A | #N/A | #N/A | #N/A | #N/A | #N/A | #N/A | #N/A | #N/A
[8 empty] | #N/A | #N/A | #N/A | FALSE | #N/A | #N/A | #N/A | #N/A | #N/A | #N/A | #N/A | #N/A | #N/A | #N/A
[8 empty] | #N/A | #N/A | #N/A | FALSE | #N/A | #N/A | #N/A | #N/A | #N/A | #N/A | #N/A | #N/A | #N/A | #N/A
[8 empty] | #N/A | #N/A | #N/A | FALSE | #N/A | #N/A | #N/A | #N/A | #N/A | #N/A | #N/A | #N/A | #N/A | #N/A
[8 empty] | #N/A | #N/A | #N/A | FALSE | #N/A | #N/A | #N/A | #N/A | #N/A | #N/A | #N/A | #N/A | #N/A | #N/A
[8 empty] | #N/A | #N/A | #N/A | FALSE | #N/A | #N/A | #N/A | #N/A | #N/A | #N/A | #N/A | #N/A | #N/A | #N/A
[8 empty] | #N/A | #N/A | #N/A | FALSE | #N/A | #N/A | #N/A | #N/A | #N/A | #N/A | #N/A | #N/A | #N/A | #N/A
[8 empty] | #N/A | #N/A | #N/A | FALSE | #N/A | #N/A | #N/A | #N/A | #N/A | #N/A | #N/A | #N/A | #N/A | #N/A
[8 empty] | #N/A | #N/A | #N/A | FALSE | #N/A | #N/A | #N/A | #N/A | #N/A | #N/A | #N/A | #N/A | #N/A | #N/A
[8 empty] | #N/A | #N/A | #N/A | FALSE | #N/A | #N/A | #N/A | #N/A | #N/A | #N/A | #N/A | #N/A | #N/A | #N/A
[8 empty] | #N/A | #N/A | #N/A | FALSE | #N/A | #N/A | #N/A | #N/A | #N/A | #N/A | #N/A | #N/A | #N/A | #N/A
[8 empty] | #N/A | #N/A | #N/A | FALSE | #N/A | #N/A | #N/A | #N/A | #N/A | #N/A | #N/A | #N/A | #N/A | #N/A
[8 empty] | #N/A | #N/A | #N/A | FALSE | #N/A | #N/A | #N/A | #N/A | #N/A | #N/A | #N/A | #N/A | #N/A | #N/A
[8 empty] | #N/A | #N/A | #N/A | FALSE | #N/A | #N/A | #N/A | #N/A | #N/A | #N/A | #N/A | #N/A | #N/A | #N/A
[8 empty] | #N/A | #N/A | #N/A | FALSE | #N/A | #N/A | #N/A | #N/A | #N/A | #N/A | #N/A | #N/A | #N/A | #N/A
[8 empty] | #N/A | #N/A | #N/A | FALSE | #N/A | #N/A | #N/A | #N/A | #N/A | #N/A | #N/A | #N/A | #N/A | #N/A
[8 empty] | #N/A | #N/A | #N/A | FALSE | #N/A | #N/A | #N/A | #N/A | #N/A | #N/A | #N/A | #N/A | #N/A | #N/A
[8 empty] | #N/A | #N/A | #N/A | FALSE | #N/A | #N/A | #N/A | #N/A | #N/A | #N/A | #N/A | #N/A | #N/A | #N/A
[8 empty] | #N/A | #N/A | #N/A | FALSE | #N/A | #N/A | #N/A | #N/A | #N/A | #N/A | #N/A | #N/A | #N/A | #N/A
[8 empty] | #N/A | #N/A | #N/A | FALSE | #N/A | #N/A | #N/A | #N/A | #N/A | #N/A | #N/A | #N/A | #N/A | #N/A
[8 empty] | #N/A | #N/A | #N/A | FALSE | #N/A | #N/A | #N/A | #N/A | #N/A | #N/A | #N/A | #N/A | #N/A | #N/A
[8 empty] | #N/A | #N/A | #N/A | FALSE | #N/A | #N/A | #N/A | #N/A | #N/A | #N/A | #N/A | #N/A | #N/A | #N/A
[8 empty] | #N/A | #N/A | #N/A | FALSE | #N/A | #N/A | #N/A | #N/A | #N/A | #N/A | #N/A | #N/A | #N/A | #N/A
[8 empty] | #N/A | #N/A | #N/A | FALSE | #N/A | #N/A | #N/A | #N/A | #N/A | #N/A | #N/A | #N/A | #N/A | #N/A
[8 empty] | #N/A | #N/A | #N/A | FALSE | #N/A | #N/A | #N/A | #N/A | #N/A | #N/A | #N/A | #N/A | #N/A | #N/A
[8 empty] | #N/A | #N/A | #N/A | FALSE | #N/A | #N/A | #N/A | #N/A | #N/A | #N/A | #N/A | #N/A | #N/A | #N/A
[8 empty] | #N/A | #N/A | #N/A | FALSE | #N/A | #N/A | #N/A | #N/A | #N/A | #N/A | #N/A | #N/A | #N/A | #N/A
[8 empty] | #N/A | #N/A | #N/A | FALSE | #N/A | #N/A | #N/A | #N/A | #N/A | #N/A | #N/A | #N/A | #N/A | #N/A
[8 empty] | #N/A | #N/A | #N/A | FALSE | #N/A | #N/A | #N/A | #N/A | #N/A | #N/A | #N/A | #N/A | #N/A | #N/A
[8 empty] | #N/A | #N/A | #N/A | FALSE | #N/A | #N/A | #N/A | #N/A | #N/A | #N/A | #N/A | #N/A | #N/A | #N/A
[8 empty] | #N/A | #N/A | #N/A | FALSE | #N/A | #N/A | #N/A | #N/A | #N/A | #N/A | #N/A | #N/A | #N/A | #N/A
[8 empty] | #N/A | #N/A | #N/A | FALSE | #N/A | #N/A | #N/A | #N/A | #N/A | #N/A | #N/A | #N/A | #N/A | #N/A
[8 empty] | #N/A | #N/A | #N/A | FALSE | #N/A | #N/A | #N/A | #N/A | #N/A | #N/A | #N/A | #N/A | #N/A | #N/A
[8 empty] | #N/A | #N/A | #N/A | FALSE | #N/A | #N/A | #N/A | #N/A | #N/A | #N/A | #N/A | #N/A | #N/A | #N/A
[8 empty] | #N/A | #N/A | #N/A | FALSE | #N/A | #N/A | #N/A | #N/A | #N/A | #N/A | #N/A | #N/A | #N/A | #N/A
[8 empty] | #N/A | #N/A | #N/A | FALSE | #N/A | #N/A | #N/A | #N/A | #N/A | #N/A | #N/A | #N/A | #N/A | #N/A
[8 empty] | #N/A | #N/A | #N/A | FALSE | #N/A | #N/A | #N/A | #N/A | #N/A | #N/A | #N/A | #N/A | #N/A | #N/A
[8 empty] | #N/A | #N/A | #N/A | FALSE | #N/A | #N/A | #N/A | #N/A | #N/A | #N/A | #N/A | #N/A | #N/A | #N/A
[8 empty] | #N/A | #N/A | #N/A | FALSE | #N/A | #N/A | #N/A | #N/A | #N/A | #N/A | #N/A | #N/A | #N/A | #N/A
[8 empty] | #N/A | #N/A | #N/A | FALSE | #N/A | #N/A | #N/A | #N/A | #N/A | #N/A | #N/A | #N/A | #N/A | #N/A
[8 empty] | #N/A | #N/A | #N/A | FALSE | #N/A | #N/A | #N/A | #N/A | #N/A | #N/A | #N/A | #N/A | #N/A | #N/A
[8 empty] | #N/A | #N/A | #N/A | FALSE | #N/A | #N/A | #N/A | #N/A | #N/A | #N/A | #N/A | #N/A | #N/A | #N/A
[8 empty] | #N/A | #N/A | #N/A | FALSE | #N/A | #N/A | #N/A | #N/A | #N/A | #N/A | #N/A | #N/A | #N/A | #N/A
[8 empty] | #N/A | #N/A | #N/A | FALSE | #N/A | #N/A | #N/A | #N/A | #N/A | #N/A | #N/A | #N/A | #N/A | #N/A
[8 empty] | #N/A | #N/A | #N/A | FALSE | #N/A | #N/A | #N/A | #N/A | #N/A | #N/A | #N/A | #N/A | #N/A | #N/A
[8 empty] | #N/A | #N/A | #N/A | FALSE | #N/A | #N/A | #N/A | #N/A | #N/A | #N/A | #N/A | #N/A | #N/A | #N/A
[8 empty] | #N/A | #N/A | #N/A | FALSE | #N/A | #N/A | #N/A | #N/A | #N/A | #N/A | #N/A | #N/A | #N/A | #N/A
[8 empty] | #N/A | #N/A | #N/A | FALSE | #N/A | #N/A | #N/A | #N/A | #N/A | #N/A | #N/A | #N/A | #N/A | #N/A
[8 empty] | #N/A | #N/A | #N/A | FALSE | #N/A | #N/A | #N/A | #N/A | #N/A | #N/A | #N/A | #N/A | #N/A | #N/A
[8 empty] | #N/A | #N/A | #N/A | FALSE | #N/A | #N/A | #N/A | #N/A | #N/A | #N/A | #N/A | #N/A | #N/A | #N/A
[8 empty] | #N/A | #N/A | #N/A | FALSE | #N/A | #N/A | #N/A | #N/A | #N/A | #N/A | #N/A | #N/A | #N/A | #N/A
[8 empty] | #N/A | #N/A | #N/A | FALSE | #N/A | #N/A | #N/A | #N/A | #N/A | #N/A | #N/A | #N/A | #N/A | #N/A
[8 empty] | #N/A | #N/A | #N/A | FALSE | #N/A | #N/A | #N/A | #N/A | #N/A | #N/A | #N/A | #N/A | #N/A | #N/A
[8 empty] | #N/A | #N/A | #N/A | FALSE | #N/A | #N/A | #N/A | #N/A | #N/A | #N/A | #N/A | #N/A | #N/A | #N/A
[8 empty] | #N/A | #N/A | #N/A | FALSE | #N/A | #N/A | #N/A | #N/A | #N/A | #N/A | #N/A | #N/A | #N/A | #N/A
[8 empty] | #N/A | #N/A | #N/A | FALSE | #N/A | #N/A | #N/A | #N/A | #N/A | #N/A | #N/A | #N/A | #N/A | #N/A
[8 empty] | #N/A | #N/A | #N/A | FALSE | #N/A | #N/A | #N/A | #N/A | #N/A | #N/A | #N/A | #N/A | #N/A | #N/A
[8 empty] | #N/A | #N/A | #N/A | FALSE | #N/A | #N/A | #N/A | #N/A | #N/A | #N/A | #N/A | #N/A | #N/A | #N/A
[8 empty] | #N/A | #N/A | #N/A | FALSE | #N/A | #N/A | #N/A | #N/A | #N/A | #N/A | #N/A | #N/A | #N/A | #N/A
[8 empty] | #N/A | #N/A | #N/A | FALSE | #N/A | #N/A | #N/A | #N/A | #N/A | #N/A | #N/A | #N/A | #N/A | #N/A
[8 empty] | #N/A | #N/A | #N/A | FALSE | #N/A | #N/A | #N/A | #N/A | #N/A | #N/A | #N/A | #N/A | #N/A | #N/A
[8 empty] | #N/A | #N/A | #N/A | FALSE | #N/A | #N/A | #N/A | #N/A | #N/A | #N/A | #N/A | #N/A | #N/A | #N/A
[8 empty] | #N/A | #N/A | #N/A | FALSE | #N/A | #N/A | #N/A | #N/A | #N/A | #N/A | #N/A | #N/A | #N/A | #N/A
[8 empty] | #N/A | #N/A | #N/A | FALSE | #N/A | #N/A | #N/A | #N/A | #N/A | #N/A | #N/A | #N/A | #N/A | #N/A
[8 empty] | #N/A | #N/A | #N/A | FALSE | #N/A | #N/A | #N/A | #N/A | #N/A | #N/A | #N/A | #N/A | #N/A | #N/A
[8 empty] | #N/A | #N/A | #N/A | FALSE | #N/A | #N/A | #N/A | #N/A | #N/A | #N/A | #N/A | #N/A | #N/A | #N/A
[8 empty] | #N/A | #N/A | #N/A | FALSE | #N/A | #N/A | #N/A | #N/A | #N/A | #N/A | #N/A | #N/A | #N/A | #N/A
[8 empty] | #N/A | #N/A | #N/A | FALSE | #N/A | #N/A | #N/A | #N/A | #N/A | #N/A | #N/A | #N/A | #N/A | #N/A
[8 empty] | #N/A | #N/A | #N/A | FALSE | #N/A | #N/A | #N/A | #N/A | #N/A | #N/A | #N/A | #N/A | #N/A | #N/A
[8 empty] | #N/A | #N/A | #N/A | FALSE | #N/A | #N/A | #N/A | #N/A | #N/A | #N/A | #N/A | #N/A | #N/A | #N/A
[8 empty] | #N/A | #N/A | #N/A | FALSE | #N/A | #N/A | #N/A | #N/A | #N/A | #N/A | #N/A | #N/A | #N/A | #N/A
[8 empty] | #N/A | #N/A | #N/A | FALSE | #N/A | #N/A | #N/A | #N/A | #N/A | #N/A | #N/A | #N/A | #N/A | #N/A
[8 empty] | #N/A | #N/A | #N/A | FALSE | #N/A | #N/A | #N/A | #N/A | #N/A | #N/A | #N/A | #N/A | #N/A | #N/A
[8 empty] | #N/A | #N/A | #N/A | FALSE | #N/A | #N/A | #N/A | #N/A | #N/A | #N/A | #N/A | #N/A | #N/A | #N/A
[8 empty] | #N/A | #N/A | #N/A | FALSE | #N/A | #N/A | #N/A | #N/A | #N/A | #N/A | #N/A | #N/A | #N/A | #N/A
[8 empty] | #N/A | #N/A | #N/A | FALSE | #N/A | #N/A | #N/A | #N/A | #N/A | #N/A | #N/A | #N/A | #N/A | #N/A
[8 empty] | #N/A | #N/A | #N/A | FALSE | #N/A | #N/A | #N/A | #N/A | #N/A | #N/A | #N/A | #N/A | #N/A | #N/A
[8 empty] | #N/A | #N/A | #N/A | FALSE | #N/A | #N/A | #N/A | #N/A | #N/A | #N/A | #N/A | #N/A | #N/A | #N/A
[8 empty] | #N/A | #N/A | #N/A | FALSE | #N/A | #N/A | #N/A | #N/A | #N/A | #N/A | #N/A | #N/A | #N/A | #N/A
[8 empty] | #N/A | #N/A | #N/A | FALSE | #N/A | #N/A | #N/A | #N/A | #N/A | #N/A | #N/A | #N/A | #N/A | #N/A
[8 empty] | #N/A | #N/A | #N/A | FALSE | #N/A | #N/A | #N/A | #N/A | #N/A | #N/A | #N/A | #N/A | #N/A | #N/A
[8 empty] | #N/A | #N/A | #N/A | FALSE | #N/A | #N/A | #N/A | #N/A | #N/A | #N/A | #N/A | #N/A | #N/A | #N/A
[8 empty] | #N/A | #N/A | #N/A | FALSE | #N/A | #N/A | #N/A | #N/A | #N/A | #N/A | #N/A | #N/A | #N/A | #N/A
[8 empty] | #N/A | #N/A | #N/A | FALSE | #N/A | #N/A | #N/A | #N/A | #N/A | #N/A | #N/A | #N/A | #N/A | #N/A
[8 empty] | #N/A | #N/A | #N/A | FALSE | #N/A | #N/A | #N/A | #N/A | #N/A | #N/A | #N/A | #N/A | #N/A | #N/A
[8 empty] | #N/A | #N/A | #N/A | FALSE | #N/A | #N/A | #N/A | #N/A | #N/A | #N/A | #N/A | #N/A | #N/A | #N/A
[8 empty] | #N/A | #N/A | #N/A | FALSE | #N/A | #N/A | #N/A | #N/A | #N/A | #N/A | #N/A | #N/A | #N/A | #N/A
[8 empty] | #N/A | #N/A | #N/A | FALSE | #N/A | #N/A | #N/A | #N/A | #N/A | #N/A | #N/A | #N/A | #N/A | #N/A
[8 empty] | #N/A | #N/A | #N/A | FALSE | #N/A | #N/A | #N/A | #N/A | #N/A | #N/A | #N/A | #N/A | #N/A | #N/A
[8 empty] | #N/A | #N/A | #N/A | FALSE | #N/A | #N/A | #N/A | #N/A | #N/A | #N/A | #N/A | #N/A | #N/A | #N/A
[8 empty] | #N/A | #N/A | #N/A | FALSE | #N/A | #N/A | #N/A | #N/A | #N/A | #N/A | #N/A | #N/A | #N/A | #N/A
[8 empty] | #N/A | #N/A | #N/A | FALSE | #N/A | #N/A | #N/A | #N/A | #N/A | #N/A | #N/A | #N/A | #N/A | #N/A
[8 empty] | #N/A | #N/A | #N/A | FALSE | #N/A | #N/A | #N/A | #N/A | #N/A | #N/A | #N/A | #N/A | #N/A | #N/A
[8 empty] | #N/A | #N/A | #N/A | FALSE | #N/A | #N/A | #N/A | #N/A | #N/A | #N/A | #N/A | #N/A | #N/A | #N/A
[8 empty] | #N/A | #N/A | #N/A | FALSE | #N/A | #N/A | #N/A | #N/A | #N/A | #N/A | #N/A | #N/A | #N/A | #N/A
[8 empty] | #N/A | #N/A | #N/A | FALSE | #N/A | #N/A | #N/A | #N/A | #N/A | #N/A | #N/A | #N/A | #N/A | #N/A
[8 empty] | #N/A | #N/A | #N/A | FALSE | #N/A | #N/A | #N/A | #N/A | #N/A | #N/A | #N/A | #N/A | #N/A | #N/A
[8 empty] | #N/A | #N/A | #N/A | FALSE | #N/A | #N/A | #N/A | #N/A | #N/A | #N/A | #N/A | #N/A | #N/A | #N/A
[8 empty] | #N/A | #N/A | #N/A | FALSE | #N/A | #N/A | #N/A | #N/A | #N/A | #N/A | #N/A | #N/A | #N/A | #N/A
[8 empty] | #N/A | #N/A | #N/A | FALSE | #N/A | #N/A | #N/A | #N/A | #N/A | #N/A | #N/A | #N/A | #N/A | #N/A
[8 empty] | #N/A | #N/A | #N/A | FALSE | #N/A | #N/A | #N/A | #N/A | #N/A | #N/A | #N/A | #N/A | #N/A | #N/A
[8 empty] | #N/A | #N/A | #N/A | FALSE | #N/A | #N/A | #N/A | #N/A | #N/A | #N/A | #N/A | #N/A | #N/A | #N/A
[8 empty] | #N/A | #N/A | #N/A | FALSE | #N/A | #N/A | #N/A | #N/A | #N/A | #N/A | #N/A | #N/A | #N/A | #N/A
[8 empty] | #N/A | #N/A | #N/A | FALSE | #N/A | #N/A | #N/A | #N/A | #N/A | #N/A | #N/A | #N/A | #N/A | #N/A
[8 empty] | #N/A | #N/A | #N/A | FALSE | #N/A | #N/A | #N/A | #N/A | #N/A | #N/A | #N/A | #N/A | #N/A | #N/A
[8 empty] | #N/A | #N/A | #N/A | FALSE | #N/A | #N/A | #N/A | #N/A | #N/A | #N/A | #N/A | #N/A | #N/A | #N/A
[8 empty] | #N/A | #N/A | #N/A | FALSE | #N/A | #N/A | #N/A | #N/A | #N/A | #N/A | #N/A | #N/A | #N/A | #N/A
[8 empty] | #N/A | #N/A | #N/A | FALSE | #N/A | #N/A | #N/A | #N/A | #N/A | #N/A | #N/A | #N/A | #N/A | #N/A
[8 empty] | #N/A | #N/A | #N/A | FALSE | #N/A | #N/A | #N/A | #N/A | #N/A | #N/A | #N/A | #N/A | #N/A | #N/A
[8 empty] | #N/A | #N/A | #N/A | FALSE | #N/A | #N/A | #N/A | #N/A | #N/A | #N/A | #N/A | #N/A | #N/A | #N/A
[8 empty] | #N/A | #N/A | #N/A | FALSE | #N/A | #N/A | #N/A | #N/A | #N/A | #N/A | #N/A | #N/A | #N/A | #N/A
[8 empty] | #N/A | #N/A | #N/A | FALSE | #N/A | #N/A | #N/A | #N/A | #N/A | #N/A | #N/A | #N/A | #N/A | #N/A
[8 empty] | #N/A | #N/A | #N/A | FALSE | #N/A | #N/A | #N/A | #N/A | #N/A | #N/A | #N/A | #N/A | #N/A | #N/A
[8 empty] | #N/A | #N/A | #N/A | FALSE | #N/A | #N/A | #N/A | #N/A | #N/A | #N/A | #N/A | #N/A | #N/A | #N/A
[8 empty] | #N/A | #N/A | #N/A | FALSE | #N/A | #N/A | #N/A | #N/A | #N/A | #N/A | #N/A | #N/A | #N/A | #N/A
[8 empty] | #N/A | #N/A | #N/A | FALSE | #N/A | #N/A | #N/A | #N/A | #N/A | #N/A | #N/A | #N/A | #N/A | #N/A
[8 empty] | #N/A | #N/A | #N/A | FALSE | #N/A | #N/A | #N/A | #N/A | #N/A | #N/A | #N/A | #N/A | #N/A | #N/A
[8 empty] | #N/A | #N/A | #N/A | FALSE | #N/A | #N/A | #N/A | #N/A | #N/A | #N/A | #N/A | #N/A | #N/A | #N/A
[8 empty] | #N/A | #N/A | #N/A | FALSE | #N/A | #N/A | #N/A | #N/A | #N/A | #N/A | #N/A | #N/A | #N/A | #N/A
[8 empty] | #N/A | #N/A | #N/A | FALSE | #N/A | #N/A | #N/A | #N/A | #N/A | #N/A | #N/A | #N/A | #N/A | #N/A
[8 empty] | #N/A | #N/A | #N/A | FALSE | #N/A | #N/A | #N/A | #N/A | #N/A | #N/A | #N/A | #N/A | #N/A | #N/A
[8 empty] | #N/A | #N/A | #N/A | FALSE | #N/A | #N/A | #N/A | #N/A | #N/A | #N/A | #N/A | #N/A | #N/A | #N/A
[8 empty] | #N/A | #N/A | #N/A | FALSE | #N/A | #N/A | #N/A | #N/A | #N/A | #N/A | #N/A | #N/A | #N/A | #N/A
[8 empty] | #N/A | #N/A | #N/A | FALSE | #N/A | #N/A | #N/A | #N/A | #N/A | #N/A | #N/A | #N/A | #N/A | #N/A
[8 empty] | #N/A | #N/A | #N/A | FALSE | #N/A | #N/A | #N/A | #N/A | #N/A | #N/A | #N/A | #N/A | #N/A | #N/A
[8 empty] | #N/A | #N/A | #N/A | FALSE | #N/A | #N/A | #N/A | #N/A | #N/A | #N/A | #N/A | #N/A | #N/A | #N/A
[8 empty] | #N/A | #N/A | #N/A | FALSE | #N/A | #N/A | #N/A | #N/A | #N/A | #N/A | #N/A | #N/A | #N/A | #N/A
[8 empty] | #N/A | #N/A | #N/A | FALSE | #N/A | #N/A | #N/A | #N/A | #N/A | #N/A | #N/A | #N/A | #N/A | #N/A
[8 empty] | #N/A | #N/A | #N/A | FALSE | #N/A | #N/A | #N/A | #N/A | #N/A | #N/A | #N/A | #N/A | #N/A | #N/A
[8 empty] | #N/A | #N/A | #N/A | FALSE | #N/A | #N/A | #N/A | #N/A | #N/A | #N/A | #N/A | #N/A | #N/A | #N/A
[8 empty] | #N/A | #N/A | #N/A | FALSE | #N/A | #N/A | #N/A | #N/A | #N/A | #N/A | #N/A | #N/A | #N/A | #N/A
[8 empty] | #N/A | #N/A | #N/A | FALSE | #N/A | #N/A | #N/A | #N/A | #N/A | #N/A | #N/A | #N/A | #N/A | #N/A
[8 empty] | #N/A | #N/A | #N/A | FALSE | #N/A | #N/A | #N/A | #N/A | #N/A | #N/A | #N/A | #N/A | #N/A | #N/A
[8 empty] | #N/A | #N/A | #N/A | FALSE | #N/A | #N/A | #N/A | #N/A | #N/A | #N/A | #N/A | #N/A | #N/A | #N/A
[8 empty] | #N/A | #N/A | #N/A | FALSE | #N/A | #N/A | #N/A | #N/A | #N/A | #N/A | #N/A | #N/A | #N/A | #N/A
[8 empty] | #N/A | #N/A | #N/A | FALSE | #N/A | #N/A | #N/A | #N/A | #N/A | #N/A | #N/A | #N/A | #N/A | #N/A
[8 empty] | #N/A | #N/A | #N/A | FALSE | #N/A | #N/A | #N/A | #N/A | #N/A | #N/A | #N/A | #N/A | #N/A | #N/A
[8 empty] | #N/A | #N/A | #N/A | FALSE | #N/A | #N/A | #N/A | #N/A | #N/A | #N/A | #N/A | #N/A | #N/A | #N/A
[8 empty] | #N/A | #N/A | #N/A | FALSE | #N/A | #N/A | #N/A | #N/A | #N/A | #N/A | #N/A | #N/A | #N/A | #N/A
[8 empty] | #N/A | #N/A | #N/A | FALSE | #N/A | #N/A | #N/A | #N/A | #N/A | #N/A | #N/A | #N/A | #N/A | #N/A
[8 empty] | #N/A | #N/A | #N/A | FALSE | #N/A | #N/A | #N/A | #N/A | #N/A | #N/A | #N/A | #N/A | #N/A | #N/A
[8 empty] | #N/A | #N/A | #N/A | FALSE | #N/A | #N/A | #N/A | #N/A | #N/A | #N/A | #N/A | #N/A | #N/A | #N/A
[8 empty] | #N/A | #N/A | #N/A | FALSE | #N/A | #N/A | #N/A | #N/A | #N/A | #N/A | #N/A | #N/A | #N/A | #N/A
[8 empty] | #N/A | #N/A | #N/A | FALSE | #N/A | #N/A | #N/A | #N/A | #N/A | #N/A | #N/A | #N/A | #N/A | #N/A
[8 empty] | #N/A | #N/A | #N/A | FALSE | #N/A | #N/A | #N/A | #N/A | #N/A | #N/A | #N/A | #N/A | #N/A | #N/A
[8 empty] | #N/A | #N/A | #N/A | FALSE | #N/A | #N/A | #N/A | #N/A | #N/A | #N/A | #N/A | #N/A | #N/A | #N/A
[8 empty] | #N/A | #N/A | #N/A | FALSE | #N/A | #N/A | #N/A | #N/A | #N/A | #N/A | #N/A | #N/A | #N/A | #N/A
[8 empty] | #N/A | #N/A | #N/A | FALSE | #N/A | #N/A | #N/A | #N/A | #N/A | #N/A | #N/A | #N/A | #N/A | #N/A
[8 empty] | #N/A | #N/A | #N/A | FALSE | #N/A | #N/A | #N/A | #N/A | #N/A | #N/A | #N/A | #N/A | #N/A | #N/A
[8 empty] | #N/A | #N/A | #N/A | FALSE | #N/A | #N/A | #N/A | #N/A | #N/A | #N/A | #N/A | #N/A | #N/A | #N/A
[8 empty] | #N/A | #N/A | #N/A | FALSE | #N/A | #N/A | #N/A | #N/A | #N/A | #N/A | #N/A | #N/A | #N/A | #N/A
[8 empty] | #N/A | #N/A | #N/A | FALSE | #N/A | #N/A | #N/A | #N/A | #N/A | #N/A | #N/A | #N/A | #N/A | #N/A
[8 empty] | #N/A | #N/A | #N/A | FALSE | #N/A | #N/A | #N/A | #N/A | #N/A | #N/A | #N/A | #N/A | #N/A | #N/A
[8 empty] | #N/A | #N/A | #N/A | FALSE | #N/A | #N/A | #N/A | #N/A | #N/A | #N/A | #N/A | #N/A | #N/A | #N/A
[8 empty] | #N/A | #N/A | #N/A | FALSE | #N/A | #N/A | #N/A | #N/A | #N/A | #N/A | #N/A | #N/A | #N/A | #N/A
[8 empty] | #N/A | #N/A | #N/A | FALSE | #N/A | #N/A | #N/A | #N/A | #N/A | #N/A | #N/A | #N/A | #N/A | #N/A
[8 empty] | #N/A | #N/A | #N/A | FALSE | #N/A | #N/A | #N/A | #N/A | #N/A | #N/A | #N/A | #N/A | #N/A | #N/A
[8 empty] | #N/A | #N/A | #N/A | FALSE | #N/A | #N/A | #N/A | #N/A | #N/A | #N/A | #N/A | #N/A | #N/A | #N/A
[8 empty] | #N/A | #N/A | #N/A | FALSE | #N/A | #N/A | #N/A | #N/A | #N/A | #N/A | #N/A | #N/A | #N/A | #N/A
[8 empty] | #N/A | #N/A | #N/A | FALSE | #N/A | #N/A | #N/A | #N/A | #N/A | #N/A | #N/A | #N/A | #N/A | #N/A
[8 empty] | #N/A | #N/A | #N/A | FALSE | #N/A | #N/A | #N/A | #N/A | #N/A | #N/A | #N/A | #N/A | #N/A | #N/A
[8 empty] | #N/A | #N/A | #N/A | FALSE | #N/A | #N/A | #N/A | #N/A | #N/A | #N/A | #N/A | #N/A | #N/A | #N/A
[8 empty] | #N/A | #N/A | #N/A | FALSE | #N/A | #N/A | #N/A | #N/A | #N/A | #N/A | #N/A | #N/A | #N/A | #N/A
[8 empty] | #N/A | #N/A | #N/A | FALSE | #N/A | #N/A | #N/A | #N/A | #N/A | #N/A | #N/A | #N/A | #N/A | #N/A
[8 empty] | #N/A | #N/A | #N/A | FALSE | #N/A | #N/A | #N/A | #N/A | #N/A | #N/A | #N/A | #N/A | #N/A | #N/A
[8 empty] | #N/A | #N/A | #N/A | FALSE | #N/A | #N/A | #N/A | #N/A | #N/A | #N/A | #N/A | #N/A | #N/A | #N/A
[8 empty] | #N/A | #N/A | #N/A | FALSE | #N/A | #N/A | #N/A | #N/A | #N/A | #N/A | #N/A | #N/A | #N/A | #N/A
[8 empty] | #N/A | #N/A | #N/A | FALSE | #N/A | #N/A | #N/A | #N/A | #N/A | #N/A | #N/A | #N/A | #N/A | #N/A
[8 empty] | #N/A | #N/A | #N/A | FALSE | #N/A | #N/A | #N/A | #N/A | #N/A | #N/A | #N/A | #N/A | #N/A | #N/A
[8 empty] | #N/A | #N/A | #N/A | FALSE | #N/A | #N/A | #N/A | #N/A | #N/A | #N/A | #N/A | #N/A | #N/A | #N/A
[8 empty] | #N/A | #N/A | #N/A | FALSE | #N/A | #N/A | #N/A | #N/A | #N/A | #N/A | #N/A | #N/A | #N/A | #N/A
[8 empty] | #N/A | #N/A | #N/A | FALSE | #N/A | #N/A | #N/A | #N/A | #N/A | #N/A | #N/A | #N/A | #N/A | #N/A
[8 empty] | #N/A | #N/A | #N/A | FALSE | #N/A | #N/A | #N/A | #N/A | #N/A | #N/A | #N/A | #N/A | #N/A | #N/A
[8 empty] | #N/A | #N/A | #N/A | FALSE | #N/A | #N/A | #N/A | #N/A | #N/A | #N/A | #N/A | #N/A | #N/A | #N/A
[8 empty] | #N/A | #N/A | #N/A | FALSE | #N/A | #N/A | #N/A | #N/A | #N/A | #N/A | #N/A | #N/A | #N/A | #N/A
[8 empty] | #N/A | #N/A | #N/A | FALSE | #N/A | #N/A | #N/A | #N/A | #N/A | #N/A | #N/A | #N/A | #N/A | #N/A
[8 empty] | #N/A | #N/A | #N/A | FALSE | #N/A | #N/A | #N/A | #N/A | #N/A | #N/A | #N/A | #N/A | #N/A | #N/A
[8 empty] | #N/A | #N/A | #N/A | FALSE | #N/A | #N/A | #N/A | #N/A | #N/A | #N/A | #N/A | #N/A | #N/A | #N/A
[8 empty] | #N/A | #N/A | #N/A | FALSE | #N/A | #N/A | #N/A | #N/A | #N/A | #N/A | #N/A | #N/A | #N/A | #N/A
[8 empty] | #N/A | #N/A | #N/A | FALSE | #N/A | #N/A | #N/A | #N/A | #N/A | #N/A | #N/A | #N/A | #N/A | #N/A
[8 empty] | #N/A | #N/A | #N/A | FALSE | #N/A | #N/A | #N/A | #N/A | #N/A | #N/A | #N/A | #N/A | #N/A | #N/A
[8 empty] | #N/A | #N/A | #N/A | FALSE | #N/A | #N/A | #N/A | #N/A | #N/A | #N/A | #N/A | #N/A | #N/A | #N/A
[8 empty] | #N/A | #N/A | #N/A | FALSE | #N/A | #N/A | #N/A | #N/A | #N/A | #N/A | #N/A | #N/A | #N/A | #N/A
[8 empty] | #N/A | #N/A | #N/A | FALSE | #N/A | #N/A | #N/A | #N/A | #N/A | #N/A | #N/A | #N/A | #N/A | #N/A
[8 empty] | #N/A | #N/A | #N/A | FALSE | #N/A | #N/A | #N/A | #N/A | #N/A | #N/A | #N/A | #N/A | #N/A | #N/A
[8 empty] | #N/A | #N/A | #N/A | FALSE | #N/A | #N/A | #N/A | #N/A | #N/A | #N/A | #N/A | #N/A | #N/A | #N/A
[8 empty] | #N/A | #N/A | #N/A | FALSE | #N/A | #N/A | #N/A | #N/A | #N/A | #N/A | #N/A | #N/A | #N/A | #N/A
[8 empty] | #N/A | #N/A | #N/A | FALSE | #N/A | #N/A | #N/A | #N/A | #N/A | #N/A | #N/A | #N/A | #N/A | #N/A
[8 empty] | #N/A | #N/A | #N/A | FALSE | #N/A | #N/A | #N/A | #N/A | #N/A | #N/A | #N/A | #N/A | #N/A | #N/A
[8 empty] | #N/A | #N/A | #N/A | FALSE | #N/A | #N/A | #N/A | #N/A | #N/A | #N/A | #N/A | #N/A | #N/A | #N/A
[8 empty] | #N/A | #N/A | #N/A | FALSE | #N/A | #N/A | #N/A | #N/A | #N/A | #N/A | #N/A | #N/A | #N/A | #N/A
[8 empty] | #N/A | #N/A | #N/A | FALSE | #N/A | #N/A | #N/A | #N/A | #N/A | #N/A | #N/A | #N/A | #N/A | #N/A
[8 empty] | #N/A | #N/A | #N/A | FALSE | #N/A | #N/A | #N/A | #N/A | #N/A | #N/A | #N/A | #N/A | #N/A | #N/A
[8 empty] | #N/A | #N/A | #N/A | FALSE | #N/A | #N/A | #N/A | #N/A | #N/A | #N/A | #N/A | #N/A | #N/A | #N/A
[8 empty] | #N/A | #N/A | #N/A | FALSE | #N/A | #N/A | #N/A | #N/A | #N/A | #N/A | #N/A | #N/A | #N/A | #N/A
[8 empty] | #N/A | #N/A | #N/A | FALSE | #N/A | #N/A | #N/A | #N/A | #N/A | #N/A | #N/A | #N/A | #N/A | #N/A
[8 empty] | #N/A | #N/A | #N/A | FALSE | #N/A | #N/A | #N/A | #N/A | #N/A | #N/A | #N/A | #N/A | #N/A | #N/A
[8 empty] | #N/A | #N/A | #N/A | FALSE | #N/A | #N/A | #N/A | #N/A | #N/A | #N/A | #N/A | #N/A | #N/A | #N/A
[8 empty] | #N/A | #N/A | #N/A | FALSE | #N/A | #N/A | #N/A | #N/A | #N/A | #N/A | #N/A | #N/A | #N/A | #N/A
Interpolation:
The interpolation takes place via the extreme values and zeros by means of auxiliary polynomials and Newtonian interpolation.

## Sumo forms
Active SI in hour unit settings when copy into Sumo
Blower settings |  | Calibrated
Name | Symbol | Value | Unit
Ninstalled | Installed blowers | 2 | pc
Blower curve calibration |  | Calibrated
Name | Symbol | Value | Unit
dpQ1 | 1st headloss for high flow curve | 91588.8742 | Pa
dpQ2 | 2nd headloss for high flow curve | 79554.1192 | Pa
dpQ3 | 3rd headloss for high flow curve | 55992.7947 | Pa
Q1 | Airflow at 1st headloss for high flow curve | 1800 | m3/h
Q2 | Airflow at 2nd headloss for high flow curve | 3000 | m3/h
Q3 | Airflow at 3rd headloss for high flow curve | 3900 | m3/h
ηdp1,Q1 | Overall efficiency at airflow at 1st headloss for high flow curve | 41.4439 | %
ηdp2,Q2 | Overall efficiency at airflow at 2nd headloss for high flow curve | 59.0469 | %
ηdp3,Q3 | Overall efficiency at airflow at 3rd headloss for high flow curve | 55.5739 | %
dpVFD,Q1 | 1st headloss for low flow curve | 23122.17 | Pa
dpVFD,Q2 | 2nd headloss for low flow curve | 19021.59 | Pa
dpVFD,Q3 | 3rd headloss for low flow curve | 11379.6 | Pa
QVFD,1 | Airflow at 1st headloss for low flow curve | 600 | m3/h
QVFD,2 | Airflow at 2nd headloss for low flow curve | 960 | m3/h
QVFD,3 | Airflow at 3rd headloss for low flow curve | 1200 | m3/h
ηVFD,dp1,Q1 | Overall efficiency at airflow at 1st headloss for low flow curve | 25.7017 | %
ηVFD,dp2,Q2 | Overall efficiency at airflow at 2nd headloss for low flow curve | 36.6183 | %
ηVFD,dp3,Q3 | Overall efficiency at airflow at 3rd headloss for low flow curve | 34.4645 | %
ncalibration | Calibration frequency | 25 | %
Tcalibration | Ambient temperature at calibration | 20 | °C
Active incode unit settings when copy into Sumo
Blower settings |  | Calibrated
Name | Symbol | Value | Unit
Ninstalled | Installed blowers | 0 | pc
Blower curve calibration |  | Calibrated
Name | Symbol | Value | Unit
dpQ1 | 1st headloss for high flow curve | 91588.8742 | Pa
dpQ2 | 2nd headloss for high flow curve | 79554.1192 | Pa
dpQ3 | 3rd headloss for high flow curve | 55992.7947 | Pa
Q1 | Airflow at 1st headloss for high flow curve | 1800 | m3/h
Q2 | Airflow at 2nd headloss for high flow curve | 3000 | m3/h
Q3 | Airflow at 3rd headloss for high flow curve | 3900 | m3/h
ηdp1,Q1 | Overall efficiency at airflow at 1st headloss for high flow curve | 0.41444 | -
ηdp2,Q2 | Overall efficiency at airflow at 2nd headloss for high flow curve | 0.59047 | -
ηdp3,Q3 | Overall efficiency at airflow at 3rd headloss for high flow curve | 0.55574 | -
dpVFD,Q1 | 1st headloss for low flow curve | 23122.17 | Pa
dpVFD,Q2 | 2nd headloss for low flow curve | 19021.59 | Pa
dpVFD,Q3 | 3rd headloss for low flow curve | 11379.6 | Pa
QVFD,1 | Airflow at 1st headloss for low flow curve | 600 | m3/h
QVFD,2 | Airflow at 2nd headloss for low flow curve | 960 | m3/h
QVFD,3 | Airflow at 3rd headloss for low flow curve | 1200 | m3/h
ηVFD,dp1,Q1 | Overall efficiency at airflow at 1st headloss for low flow curve | 0.25702 | -
ηVFD,dp2,Q2 | Overall efficiency at airflow at 2nd headloss for low flow curve | 0.36618 | -
ηVFD,dp3,Q3 | Overall efficiency at airflow at 3rd headloss for low flow curve | 0.34465 | -
ncalibration | Calibration frequency | 0.25 | -
Tcalibration | Ambient temperature at calibration | 20 | °C